## Sheet1
EC No. | Model Description | Model | Calibration | Tags
EC5865 | Digital Power Meter | WT310E | 2018-06-11 | Power input | 20A
EC5119 | Digital Power Meter | WT310HC | 2018-12-14 | Power input | 40A
EC5939 | Digital Power Meter | WT310E | 2018-12-03 | Power input | 20A
EC5940 | Digital Power Meter | WT310E | 2018-12-03 | Power input | 20A
EC5214-14 | Digital Power Meter | WT310 | 2018-07-29 | Power input | 20A
EC5866 | Digital Power Meter | WT310EH | 2018-06-11 | Power input | 40A
EC3620 | AC/DC Digital Power Meter | 青智8716CT | 2018-05-08 | Power input | 40A
EC3039 | AC/DC Digital Power Meter | 青智8716CT | 2018-01-11 | Power input | 40A
EC3121 | AC/DC Digital Power Meter | 青智8716CT | 2018-04-24 | Power input | 40A
EC5110 | Data Acquisition/Switching Unit | HP仪 34970A | 2018-10-20 | Temperature | UL2595专用
EC6087 | Data Acquisition/Switching Unit | HP仪 34970A | 2019-01-02 | Temperature
EC6086 | Data Acquisition/Switching Unit | HP仪 34970A | 2019-01-02 | Temperature
EC5907 | Data Acquisition/Switching Unit | HP仪 34970A | 2018-11-13 | Temperature
EC4008 | Data Acquisition/Switching Unit | HP仪 34970A | 2018-10-28 | Temperature
EC5916 | Data Acquisition/Switching Unit | HP仪 34970A | 2018-11-13 | Temperature
EC2527 | Data Acquisition/Switching Unit | HP仪 34970A | 2019-01-12 | Temperature
EC5109 | Data Acquisition/Switching Unit | HP仪 34970A | 2018-10-20 | Temperature
EC2194 | Data Acquisition/Switching Unit | HP仪 34970A | 2018-09-07 | Temperature
EC3685 | Data Acquisition/Switching Unit | HP仪 34970A | 2018-09-27 | Temperature
EC4232 | Milliohm Meter | 毫欧计 3541 | 2018-07-26 | Resistance
EC5171 | Stop Watch | 秒表 JD-3BII | 2019-01-02 | Time
EC2732 | Stop Watch | 秒表 JD-2II | 2019-01-26 | Time
EC2834 | AC Hi-Pot Tester | 耐压仪 ZHZ8 | 2018-11-19 | Electric Strength
EC4768 | AC Hi-Pot Tester | 耐压仪 ZHZ8 | 2018-11-19 | Electric Strength
EC4937 |  | 插头放电 | 2018-08-16 | Discharge Voltage
EC2632 | Digital Scale | 电子称 TCS-150G3 | 2018-07-25 | Weight | 150KG
EC2639 | Digital Scale | 电子称 AWH-15(SA) | 2019-01-26 | Weight | 15KG
EC5937 | AC Frequency Converter | 艾普斯 KDF-11005G | 2018-12-03 | Power Source | 5KVA
EC5113 | AC Frequency Converter | 艾普斯 | No record | Power Source | 5KVA
EC5936 | AC Frequency Converter | 艾普斯 KDF-11005G | 2018-12-03 | Power Source | 5KVA
EC5564 | AC Frequency Converter | 艾普斯 | No record | Power Source | 5KVA
EC5114 | AC Frequency Converter | 艾普斯 | No record | Power Source | 5KVA
EC2285 | Reel Machine | 卷线盘拉伸 | 2018-12-01
EC3260 |  |  | 2018-08-31 | IP test(1-2) | IPX1-2
EC2554 |  |  | 2018-09-05 | IP test(3-6) | IPX3-6
EC3335 | AC Leakage Current Tester | 美标泄漏电流表 229-2 | 2018-07-04 | Leakage Current
EC3074 | Leakage Current Filter | Fig 4 | 2018-09-06 | Leakage Current
EC5800 | Digital Multimeter | 万用表 287C | 2018-10-19 | Leakage Current
EC4009 | Digital Multimeter | 万用表 289 | 2018-11-03 | Leakage Current
EC2743 |  | Fig 3 | No record
EC4819 | Climate Chamber | 小潮态箱 SETH-Z-102U | 2019-04-22 | Power input, Temperature
EC2065 | Climate Test Chamber | 步入式潮态箱 SEWTH-Z-160 | 2018-07-25 | Power input, Temperature
EC5816 |  | 灼热丝 | 2018-12-02 | Glowing wire test(GWT)
EC4918 |  | 针焰 | 2018-08-04 | Needle flame test(NFT)
EC4919 | Tracking Index Tester | 漏电起痕 | 2018-06-11 | CTI,PTI
EC2019 |  | 球压压块 | 2018-01-28 | Ball pressure
EC2132 |  | 球压压块 | 2018-11-21 | Ball pressure
EC3304 | High Temperature Oven | 烘箱 | 2019-01-26
EC4983 | Pocket Magnifier |  | 2018-11-26
EC5001-8 |  |  |  |  | 15KVA

## 2020-4
REG. NO. | no | EQUIPMENT NAME | TYPE | SERIAL NO. | PL | location | CAL.CAT. | CAL.DATE | CAL.NEXT DUE | CAL.INST. | STATUS | In Service Date | remark | CUR. | price | mfg | 设备名称
EC2001 |  | Digital Milliohm Meter |  | 802668 |  |  | I |  | — |  | Disposal | 1998-08-31 | Scrap | RMB | 4300 | Zentech | 数字毫欧表
EC2002 |  | AC Digital Power Meter | 2100 | 800294 | SH Lab | 85#5F-ACCE & LUM test lab | II | 2007-11-13 | — | ES JH | Disposal | 1998-08-31 | AC | RMB | 6600 | Zentech | 数字交流功率表
EC2003 |  | AC Digital Power Meter | 2100 | 803401 | SH Lab | 86#3F-Heating & motor test lab | II | 2007-11-13 | — | ES JH | Disposal | 1998-08-31 | AC | RMB | 6600 | Zentech | 数字交流功率表
EC2004 |  | AC High Voltage/Insulation Resistance Tester | 9052 | 800611 | SH Lab | 85#5F-ACCE & LUM test lab | I | 2016-05-05 | — | JSMI | Disposal | 1998-08-31 |  | RMB | 12200 | Zentech | 耐电压/绝缘阻抗测试仪
EC2005 |  | Digital Multimeter | 28185 | 70110600 | SH Lab |  | II |  | — |  | Disposal | 1998-09-01 | Scrap | RMB | 1700 | FLUKE | 数字万用表
EC2006 |  | Digital Multimeter | 28185 | 69421100 | SH Lab | 86#1F-Tools & machinery test lab | II | 2019-10-19 | 2020-10-18 | EC JZ | Closed | 1998-09-01 |  | RMB | 1700 | FLUKE | 数字万用表
EC2007 |  | Digital Multimeter | 28185 | 70180600 | SH Lab | 51#7F-LUM test lab | II | 2019-01-10 | — | EC JZ | Out of service | 1998-09-01 |  | RMB | 3200 | FLUKE | 数字万用表
EC2008 |  | Variable Transformer |  | 53 | SH Lab |  | III | 1998-09-14 | — |  | Disposal | 1998-09-14 | SCR | RMB | 0 | SH-Regul. Factory | 调压器
EC2009 |  | Variable Transformer |  | 6 |  |  | III | 2000-06-30 | — |  | Disposal | 2000-06-30 | Scrap | RMB | 0 | SH-Regul. Factory | 调压器
EC2010 |  | Variable Transformer |  | 2 | SH Lab | 86#4F-Multimedia test lab | III | 1998-09-14 | — |  | Closed | 1998-09-14 |  | RMB | 590 | SH-Regul. Factory | 调压器
EC2011 |  | Variable Transformer |  | 14 | SH Lab | 85#5F-ACCE & LUM test lab | III | 2009-05-13 | — |  | Closed | 1998-09-14 |  | RMB | 590 | SH-Regul. Factory | 调压器
EC2012 |  | Spring hammer |  | 100 | SH Lab |  | II |  | — | ES LWF | Disposal | 1998-09-15 |  | RMB | 0 | TIET | 冲击锤
EC2013 |  | Flexible Cord Bending -test Apparatus |  |  | SH Lab | 86#1F-Garden tools test lab (Ⅰ) | II | 2009-11-14 | — | ES JH | Disposal | 1998-09-15 |  | RMB | 0 | TIET | 电缆弯曲试验机
EC2014 |  | Ground Bond Tester |  | 7060580 | SH Lab | 86#3F-Construction test lab (Ⅱ) | I | 2009-11-06 | — | SIMT | Disposal | 1998-09-23 |  | RMB | 0 | GW Instek | 接地阻抗测试仪
EC2015 |  | AC Frequency Converter |  | 973991 | SH Lab | 51#7F-PPT test lab | III | 1998-09-23 | — |  | Closed | 1998-09-23 |  | HKD | 45900 | iDRC | 交流变频电源
EC2016 |  | Test Finger |  |  | SH Lab |  | II |  | — |  | Disposal | 1998-10-06 |  | RMB | 0 | Qintian Co. | 试验指
EC2017 |  | Test Probe |  |  | SH Lab | 86#3F-Home appliance test lab | II | 2019-12-07 | 2020-12-06 | EC JK | Closed | 1998-10-06 |  | RMB | 0 | Qintian Co. | 试验棒
EC2018 |  | Test Pin |  |  | SH Lab |  | II |  | — |  | Disposal | 1998-10-06 |  | RMB | 0 | Qintian Co. | 试验销
EC2019 |  | Ball Pressure Tester |  |  | SH Lab | 86#1F-Garden tools test lab (Ⅰ) | II | 2020-01-20 | 2021-01-19 | EC JK | Closed | 1998-10-06 |  | RMB | 1176 | Qintian Co. | 球压试验仪
EC2020 |  | AC Leakage Current Tester |  |  | SH Lab | 86#1F-Tools & machinery test lab | I |  | — | JSMI | Disposal | 1998-10-06 |  | RMB | 0 | Qintian Co. | 交流泄漏电流测试仪
EC2021 |  | Digital Micrometer |  | 70801466 | SH Lab | 51#7F-PPT test lab | I | 2019-11-07 | 2020-11-06 | JSMI | Closed | 1998-10-08 |  | RMB | 0 | Guilin Chong xin | 千分尺
EC2022 |  | Temperature and Humidity Recorder |  |  |  |  | I |  | — |  | Disposal | 1998-10-14 | Scrap | RMB | 0 | Sha Yiyong Instr. | 温湿度记录仪
EC2023 |  | Digital Caliper |  |  |  |  | I |  | — |  | Disposal | 1998-10-27 | Scrap | RMB | 0 | Sha Liang-ren Fa. | 电子数显卡尺
EC2024 |  | Digital Scale |  |  |  |  | I |  | — |  | Disposal | 1998-10-27 | Scrap | RMB | 0 | Heng Li Co. | 电子秤
EC2025 |  | Climate Test Chamber |  | 8HB-2089 | SH Lab | 86#1F-Environment test lab | I | 2019-05-15 | 2020-05-14 | JSMI | Closed | 1998-11-17 |  | RMB | 0 | KATO | 潮态试验箱
EC2026 |  | ?RS1800 Hybrid Temperature Recorder |  |  | SH Lab |  | I |  | — |  | Disposal | 1998-11-19 | temporarily stop to use | RMB | 0 | YOKOGAWA | ?RS1800 混合温度记录仪
EC2027 |  | Thermometer |  |  | SH Lab | 86#3F-Heating & motor test lab | I |  | — |  | Disposal | 1999-02-01 | Scrap | RMB | 0 | YFE | 点温计
EC2028 |  | AC Digital Clamp Meter |  |  |  |  | I |  | — |  | Disposal | 1999-02-01 | Scrap | RMB | 0 | SEW | 数字钳形电流表
EC2029 |  | Digital Multimeter |  |  |  |  | II |  | — |  | Disposal | 1999-02-01 | Scrap | RMB | 0 | Wavetek | 数字万用表
EC2030 |  | Isolating Transformer |  |  | SH Lab | 86#4F-Multimedia test lab | III | 1999-05-09 | — |  | Closed | 1999-05-09 |  | RMB | 0 | SH-Regul. Factory | 隔离变压器
EC2031 |  | Isolating Transformer |  |  | SH Lab |  | III | 1999-05-09 | — |  | Disposal | 1999-05-09 | Scrap | RMB | 0 | SH-Regul. Factory | 隔离变压器
EC2032 |  | Torque Wrench |  |  | SH Lab |  | I |  | — |  | Disposal | 1999-06-12 | SCR（06.01.23） | RMB | 0 | TOHNICHI | 扭力扳手
EC2033 |  | DC Electronic Load |  | 809075 | SH Lab | 86#4F-Multimedia test lab | I | 2011-08-01 | — | SIMT | Disposal | 1999-06-18 |  | RMB | 0 | Zentech | 直流电子负载
EC2034 |  | AC Digital Power Meter |  | 9906010 | SH Lab | 86#3F-Home appliance test lab | I | 2012-07-06 | — | SIMT | Disposal | 1999-06-20 | AC | RMB | 17000 | Everfine | 数字交流功率表
EC2035 |  | Oscilloscope |  | B061847 | SH Lab | 85#5F-ACCE & LUM test lab | I | 2015-11-20 | — | JSMI | Disposal | 1999-07-09 |  | RMB | 0 | Tektronix | 示波器
EC2036 |  | High Temperature Oven |  |  | SH Lab |  | I |  | — |  | Disposal | 1999-07-09 | SCR(2005-12-28) | RMB | 0 |  | 高温烘箱
EC2037 |  | Pull Scale |  | 9212044 | SH Lab | 86#3F-Construction test lab (Ⅱ) | I | 2019-07-15 | 2020-07-14 | JSMI | Closed | 1999-07-12 |  | RMB | 288 | Wuxi Daqishan | 管形拉力计
EC2038 |  | Pull Scale |  | 9811064 | SH Lab | 86#3F-Construction test lab (Ⅱ) | I | 2019-07-15 | 2020-07-14 | JSMI | Closed | 1999-07-12 |  | RMB | 288 | Wuxi Daqishan | 管形拉力计
EC2039 |  | Push Scale |  | 9912025 | SH Lab | 86#3F-Home appliance test lab | I | 2019-03-06 | 2020-03-05 | JSMI | Calibrating | 2003-04-21 |  | RMB | 288 | Wuxi Daqishan | 管形推力计
EC2040 |  | Infrared Thermometer |  |  | SH Lab |  | I |  | — |  | Disposal | 1999-07-13 | Scrap | RMB | 0 | FLUKE | 红外线温度计
EC2041 |  | Push Scale |  | 9902001 | SH Lab | 86#3F-Construction test lab (Ⅱ) | I | 2019-07-15 | 2020-07-14 | JSMI | Closed | 1999-07-15 | calibrating | RMB | 288 | Wuxi Daqishan | 管形推力计
EC2042 |  | DC Constant Voltage/Current Power Source |  |  | SH Lab | 85#5F-ACCE & LUM test lab | III | 1999-07-20 | — |  | Closed | 1999-07-20 |  | RMB | 5000 | HuGuang | 直流稳压稳流电源
EC2043 |  | Data Acquisition/Switch Unit |  |  | SH Lab | 51#7F-LUM test lab | II | 2020-02-18 | 2021-02-17 | ES AW | Closed | 1999-08-05 | Agilent BenchLink Data Logger 3版本4.2.00 | RMB | 18000 | HP | 数据采集仪
EC2044 |  | Torque Wrench |  |  | SH Lab |  | I |  | — |  | Disposal | 1999-09-25 | Scrap | RMB | 0 | YaBangXi Tooling | 扭力扳手
EC2045 |  | Slide-Wire Resistor |  |  |  |  | III | 1999-09-27 | — |  | Disposal | 1999-09-27 | Scrap | RMB | 0 | HuaDun | 滑线变阻器
EC2046 |  | Slide-Wire Resistor |  |  | SH Lab | 86#1F-Garden tools test lab (Ⅰ) | III | 1999-09-27 | — | ES JH | Closed | 1999-09-27 |  | RMB | 5000 | HuaDun | 滑线变阻器
EC2047 |  | Magnifier |  |  | SH Lab | 86#1F-Garden tools test lab (Ⅰ) | II | 2012-03-12 | — | ES LWF | Disposal | 1999-10-25 |  | RMB | 0 | Farnell | 放大镜
EC2048 |  | AC Digital Clamp Meter |  | 536418 | SH Lab | 86#3F-Heating & motor test lab | I | 2012-11-06 | — | SIMT | Disposal | 1999-11-09 |  | RMB | 0 | HuaYi Mastech | 数字钳形电流表
EC2049 |  | Digital Caliper |  |  | SH Lab | 86#3F-Construction test lab (Ⅱ) | I | 2007-10-12 | — | SIMT | Disposal | 1999-11-09 |  | RMB | 0 | Sha Liang-ren Fa. | 电子数显卡尺
EC2050 |  | Angle Meter |  |  | SH Lab | 86#1F-Tools & machinery test lab | II | 2019-07-12 | 2020-07-11 | EC JK | Closed | 1999-11-11 |  | RMB | 68 | SHINWA | 量角器
EC2051 |  | Variable Transformer |  |  | SH Lab | 85#5F-ACCE & LUM test lab | III | 1999-11-15 | — |  | Disposal | 1999-11-15 |  | RMB | 590 | SH-Regul. Factory | 调压器
EC2052 |  | Variable Transformer |  |  | SH Lab | 86#4F-Multimedia test lab | III | 1999-11-15 | — |  | Closed | 1999-11-15 |  | RMB | 590 | SH-Regul. Factory | 调压器
EC2053 |  | Slide-Wire Resistor |  |  | SH Lab | 86#2F-Power supply test lab | III | 1999-11-16 | — |  | Closed | 1999-11-16 |  | RMB | 1700 | QiuJing | 滑线变阻器
EC2054 |  | Slide-Wire Resistor |  |  | SH Lab | 85#5F-ACCE & LUM test lab | III | 1999-11-16 | — |  | Closed | 1999-11-16 |  | RMB | 1700 | QiuJing | 滑线变阻器
EC2055 |  | Slide-Wire Resistor |  |  | SH Lab | 86#1F-Garden tools test lab (Ⅰ) | III | 1999-11-16 | — |  | Closed | 1999-11-16 |  | RMB | 1700 | QiuJing | 滑线变阻器
EC2056 |  | Slide-Wire Resistor |  |  | SH Lab | 86#4F-EMC test lab | III | 1999-11-16 | — |  | Closed | 1999-11-16 |  | RMB | 1700 | QiuJing | 滑线变阻器
EC2057 |  | Data Acquisition/Switch Unit |  |  | SH Lab | 86#3F-Home appliance test lab | II | 2019-10-20 | 2020-10-19 | ES AW | Closed | 1999-11-24 | Agilent BenchLink Data Logger 3版本4.2.00 | RMB | 18000 | HP | 数据采集仪
EC2058 |  | Data Acquisition/Switch Unit |  |  | SH ACCE | 85#5F-ACCE & LUM test lab | II | 2019-08-22 | 2020-08-21 | ES AW | Closed | 1999-11-24 | Agilent BenchLink Data Logger 3版本4.2.00 | RMB | 18000 | HP | 数据采集仪
EC2059 |  | AC Frequency Converter |  |  | SH Lab | 85#5F-Gauge room | III | 2012-11-15 | — |  | Disposal | 1999-12-24 |  | HKD | 45900 | iDRC | 交流变频电源
EC2060 |  | AC Hi-Pot tester |  |  |  |  | I |  | — |  | Disposal | 2003-01-01 | Scrap | RMB | 0 | QiQi | 交流耐压仪
EC2061 |  | AC Hi-Pot tester |  |  | SH Lab |  | I |  | — |  | Disposal | 2000-01-17 | Scrap | RMB | 0 | QiQi | 交流耐压仪
EC2062 |  | High Temperature Oven |  | 6 | SH Lab | 51#7F-PPT test lab | I | 2017-11-01 | — | JSMI | Out of service | 2000-01-30 | 封存 | RMB | 0 | Linmax | 高温烘箱
EC2063 |  | Dynamometer |  | 1334 | SH Lab |  | I |  | — | STIEA | Disposal | 2000-02-25 |  | RMB | 42500 | ZC | 测功机
EC2064 |  | Air Compressors |  |  | SH Lab | 86#1F-1F Power distribution room | III | 2000-03-15 | — |  | Closed | 2000-03-15 |  | RMB | 4945 | PUMA | 空气压缩机
EC2065 |  | Climate Test Chamber | SEWTH-Z-160P | 72001 | SH Lab | 86#1F-Garden tools test lab (Ⅰ) | I | 2019-07-05 | 2020-07-04 | JSMI | Closed | 2000-03-27 |  | RMB | 0 | ESPEC | 潮态试验箱
EC2065 | 5 | Recorder without paper |  | 72001 | SH Lab | 86#1F-Environment test lab | II | 2014-12-18 | — | ES HG | Damaged | 2000-03-27 | 停用-2015.12.30 | RMB | 370000 | Shanghai ESPEC | Recorder without paper
EC2066 |  | Socket plugging endurance tester |  |  | SH Lab | 86#1F-General test lab | II | 2020-02-22 | 2021-02-21 | ES AW | Closed | 2000-03-30 |  | RMB | 50000 | NanJing 55 Ins. | 插头插座寿命试验机
EC2067 |  | AC Load |  |  | SH Lab | 86#1F-Garden tools test lab (Ⅰ) | III | 2000-03-27 | — |  | Closed | 2000-03-27 |  | RMB | 28000 | DaTong | IEC 60884-1交流负载
EC2068 |  | AC Load |  |  | SH Lab | 86#1F-Garden tools test lab (Ⅰ) | III | 2000-03-27 | — |  | Closed | 2000-03-27 |  | RMB | 28000 | DaTong | IEC 60884-1交流负载
EC2069 |  | AC Load |  |  | SH Lab | 86#1F-Garden tools test lab (Ⅰ) | III | 2000-03-27 | — |  | Closed | 2000-03-27 |  | RMB | 28000 | DaTong | IEC 60884-1交流负载
EC2070 |  | Glow-wire tester |  | 20000400 | XM Lab | Xiamen test lab | II | 2007-06-21 | — | ES JH | Disposal | 2000-04-25 | send to Xiamen(disposal) | RMB | 55000 | DaTong | 灼热丝试验仪
EC2070 | 4 | Gauge |  | 20000400 | XM Lab | Xiamen test lab | II | 2008-06-21 | — | ES LWF | Disposal | 2000-04-25 | send to Xiamen | RMB | 0 | Shanghai HongYan Industrial Co.,Ltd | 7mm 量规
EC2071 |  | Tracking index tester |  | 20000400 | SH Lab | 86#1F-Material test lab | II | 2014-04-17 | — | ES LLS | Out of service | 2005-01-12 | 2015-4-10 停用，详细见邮件说明 | RMB | 65000 | HongYan | 漏电起痕指数试验仪
EC2072 |  | Needle flame tester |  | 20000400 | SH Lab | 86#1F-Material test lab | II | 2014-10-08 | — | ES HG | Out of service | 2000-04-25 | 2015-4-10 停用，详细见邮件说明 | RMB | 30000 | HongYan | 针焰试验仪
EC2072 | 1 | Thermocouple with copper block |  | 20000400 | SH Lab | 86#1F-Material test lab | II | 2007-07-19 | — | ES LWF | Out of service | 2000-04-25 |  | RMB | 30000 | Shanghai HongYan Industrial Co., Ltd. | 针焰试验仪
EC2072 | 2 | Flamer |  |  | SH Lab | 86#1F-Garden tools test lab (Ⅰ) | III | 2000-04-25 | — | ES LWF | Out of service | 2000-04-25 | 2015-4-10 停用，详细见邮件说明 | RMB | 30000 | Shanghai HongYan Industrial Co., Ltd. | 针焰试验仪
EC2072 | 3 | Thermometer |  |  | SH Lab | 86#1F-Garden tools test lab (Ⅰ) | II | 2014-07-19 | — | ES LLS | Out of service | 2000-04-25 | 2015-4-10 停用，详细见邮件说明 | RMB | 30000 | Shanghai HongYan Industrial Co., Ltd. | 点温计
EC2072 | 4 | Timer |  |  | SH Lab | 86#1F-Material test lab | II | 2014-10-08 | — | ES HG | Out of service | 2000-04-25 | 2015-4-10 停用，详细见邮件说明 | RMB | 30000 | Shanghai HongYan Industrial Co., Ltd. | 针焰试验仪
EC2072 | 5 | Steel Ruler |  |  | SH Lab | 86#1F-Material test lab | II | 2014-10-08 | — | ES LLS | Out of service | 2000-04-25 | 2015-4-10 停用，详细见邮件说明 | RMB | 30000 | Shanghai HongYan Industrial Co., Ltd. | 针焰试验仪
EC2072 | 6 | Full gauge of 6mm |  |  | SH Lab | 86#1F-Material test lab | II | 2014-10-08 | — | ES LLS | Out of service | 2000-04-25 | 封存 | RMB | 30000 | Shanghai HongYan Industrial Co., Ltd. | 针焰试验仪
EC2072 | 7 | Full gauge of 5mm |  |  | SH Lab | 86#1F-Material test lab | II | 2014-10-08 | — | ES LLS | Out of service | 2000-04-25 | 2015-4-10 停用，详细见邮件说明 | RMB | 30000 | Shanghai HongYan Industrial Co., Ltd. | 针焰试验仪
EC2072 | 8 | Full gauge of 8mm |  |  | SH Lab | 86#1F-Material test lab | II | 2014-10-08 | — | ES LLS | Out of service | 2000-04-25 | 2015-4-10 停用，详细见邮件说明 | RMB | 30000 | Shanghai HongYan Industrial Co., Ltd. | 针焰试验仪
EC2073 |  | AC Digital Power Meter |  | 2499 | SH Lab | 86#1F-General test lab | II | 2019-06-04 | 2020-06-03 | EC JZ | Closed | 2000-03-30 | AC | RMB | 3055 | WeiBo | 数字交流功率表
EC2074 |  | AC Linear Power Source |  |  | SH Lab | 86#3F-Home appliance test lab | III | 2000-04-07 | — |  | Closed | 2000-04-07 |  | HKD | 44523 | iDRC | 交流稳压电源
EC2075 |  | AC Linear Power Source |  |  | SH Lab | 86#3F-Home appliance test lab | III | 2015-04-21 | — |  | Disposal | 2000-04-07 | 转为工具使用 | HKD | 44523 | iDRC | 交流稳压电源
EC2076 |  | IPX3,X4 tester |  |  | SH Lab |  | II |  | — |  | Disposal | 2000-05-17 |  | RMB | 0 | Shanghai JuDe | IPX3,X4防水防溅试验装置
EC2077 |  | Stopwatch |  |  | SH Lab |  | I |  | — | SIMT | Disposal | 2000-04-17 |  | RMB | 0 | Shanghai JinQue | 秒表
EC2078 |  | Digital Caliper |  | 701429 | SH Lab | 85#5F-ACCE & LUM test lab | I | 2014-03-12 | — | SIMT | Out of service | 2000-04-13 |  | RMB | 292 | Shang Gong | 电子数显卡尺
EC2079 |  | Digital Caliper |  | 701444 | SH Lab | 85#5F-Gauge room | I | 2007-08-10 | — | SIMT | Disposal | 2000-04-13 |  | RMB | 292 | Shang Gong | 电子数显卡尺
EC2080 |  | Angle Meter |  |  | SH Lab | 86#3F-Construction test lab (Ⅱ) | II | 2019-03-27 | 2020-03-26 | ES AW | Closed | 2000-04-12 |  | RMB | 0 | Uchida | 量角器
EC2081 |  | Horizontal level ruler |  |  |  |  | I |  | — |  | Disposal | 2000-04-12 | Scrap | RMB | 0 | Great Wall | 水平尺
EC2082 |  | Temperature and Humidity Recorder |  |  |  |  | I |  | — |  | Disposal | 2000-04-04 | Scrap | RMB | 0 | Sha Yiyong Instr. | 温湿度记录仪
EC2083 |  | Tapeline |  |  | SH Lab | 86#3F-Home appliance test lab | III | 2014-04-15 | — | SIMT | Closed | 2000-05-08 | 2015.06.22 | RMB | 29 | Tajima | 卷尺
EC2084 |  | Spring hammer |  |  | SH Lab | 86#3F-Construction test lab (Ⅱ) | II | 2020-02-08 | 2020-05-07 | EC JK | Closed | 2000-05-14 |  | RMB | 0 | Guangzhou ESI | 冲击锤
EC2085 |  | Spring hammer |  |  | SH Lab | 86#3F-Construction test lab (Ⅱ) | II | 2020-02-08 | 2020-05-07 | EC JK | Closed | 2000-05-14 | repairing(2005-3-11) | RMB | 0 | Guangzhou ESI | 冲击锤
EC2086 |  | Spring hammer |  |  | SH Lab | 86#3F-Construction test lab (Ⅱ) | II | 2020-03-02 | 2020-06-01 | EC JK | Closed | 2000-05-14 |  | RMB | 0 | Guangzhou ESI | 冲击锤
EC2087 |  | Spring hammer |  |  | SH Lab | 86#3F-Construction test lab (Ⅱ) | II | 2020-02-08 | 2020-05-07 | EC JK | Closed | 2000-05-14 |  | RMB | 0 | Guangzhou ESI | 冲击锤
EC2088 |  | Torque Screwdriver |  | 407918N | SH Lab | 85#5F-Gauge room | I | 2013-09-06 | — | SQI | Disposal | 2000-06-15 |  | RMB | 1280 | TOHNICHI | 扭力螺丝刀
EC2089 |  | Temperature and Humidity Recorder |  |  | SH Lab |  | I |  | — |  | Disposal | 2000-05-15 |  | RMB | 0 | Meteorology Instrument Factory | 温湿度记录仪
EC2090 |  | Temperature and Humidity Recorder |  | 996042 | YY Eng | Yuyao test lab | I | 2015-03-17 | — | SQI | Disposal | 2000-05-15 | calibrating | RMB | 980 | Meteorology Instrument Factory | 温湿度记录仪
EC2091 | 1 | Test Pin |  |  | SH Lab | 85#5F-Gauge room | II | 2020-02-25 | 2021-02-24 | ES AW | Closed | 2000-06-06 |  | RMB | 0 | Guangzhou ESI | 探针
EC2091 | 2 | Test Pin |  |  | SH Lab | 85#5F-Gauge room | II | 2020-02-25 | 2021-02-24 | ES AW | Closed | 2000-06-06 |  | RMB | 0 | Guangzhou ESI | 探针
EC2092 |  | Push-pull scale |  | 95094 | SH Lab | 86#3F-Construction test lab (Ⅱ) | I | 2019-06-20 | 2020-06-19 | JSMI | Closed | 2000-06-06 |  | RMB | 2950 | IMADA | 推拉力计
EC2093 |  | Torque Wrench |  | 110 | SH Lab | 86#3F-Home appliance test lab | I | 2019-02-27 | 2020-02-26 | JSMI | Calibrating | 2000-06-06 |  | RMB | 120 | Nanji | 扭力扳手
EC2094 |  | Torque measure |  | 608 | SH Lab |  | I |  | — | SIMT | Disposal | 2000-06-06 |  | RMB | 0 | Nanji | 扭矩校正仪
EC2095 |  | Torque Screwdriver |  |  | SH Lab |  | I |  | — |  | Disposal | 2000-06-09 | Scrap | RMB | 0 | Nanji | 扭力螺丝刀
EC2096 |  | Weight |  |  | SH Lab | 86#1F-Tools & machinery test lab | I | 2019-06-24 | 2020-06-23 | JSMI | Closed | 2000-05-30 |  | RMB | 210 | Shanghai LiNeng | 砝码
EC2097 |  | Electronic tachometer |  | 545074 | SH Lab | 86#3F-Construction test lab (Ⅱ) | I | 2019-04-06 | 2020-04-05 | JSMI | Closed | 2003-04-21 |  | RMB | 810 | Victor | 光电转速表
EC2098 |  | Analog Multimeter |  |  | SH Lab |  | II |  | — |  | Disposal | 2000-06-03 | Stop to use | RMB | 0 | CAHA | 模拟万用表
EC2099 |  | Variable Transformer |  |  | SH Lab | 86#1F-Tools & machinery test lab | III | 2000-07-03 | — |  | Closed | 2000-07-03 |  | RMB | 590 | SH-Regul. Factory | 调压器
EC2100 |  | Isolating Transformer |  |  | SH Lab | 86#4F-EMC test lab | III | 2000-06-28 | — |  | Closed | 2000-06-28 |  | RMB | 600 | SH-Regul. Factory | 隔离变压器
EC2101 |  | Isolating Transformer |  |  | SH Lab | 86#1F-Tools & machinery test lab | III | 2000-06-28 | — |  | Closed | 2000-06-28 |  | RMB | 600 | SH-Regul. Factory | 隔离变压器
EC2102 |  | Tumbling barrel tester |  |  | SH Lab | 85#5F-ACCE & LUM test lab | II | 2019-10-10 | 2020-10-09 | EC JK | Closed | 2000-07-05 |  | RMB | 0 | DaTong | 滚筒试验机
EC2103 |  | Insulation resistance meter |  | 18642 | SH Lab | 51#7F-LUM test lab | I | 2020-01-09 | 2021-01-08 | JSMI | Closed | 2000-07-10 |  | RMB | 0 | 上海远中电子仪器厂 | 绝缘电阻表
EC2104 |  | Test Finger |  |  |  |  | II |  | — |  | Disposal | 1998-10-06 | Scrap | RMB | 0 | HongKong | 美标试验指
EC2105 |  | Spring hammer |  |  | SH Lab | 86#3F-Cooking & HVAC test lab | I | 2009-01-04 | — | STIEA | Disposal | 2000-07-20 |  | RMB | 0 | Guangzhou ESI | 冲击锤
EC2106 |  | Isolating Transformer |  |  | SH Lab | 86#3F-Home appliance test lab | III | 2000-07-24 | — |  | Closed | 2000-07-24 |  | RMB | 600 | SH-Regul. Factory | 隔离变压器
EC2107 |  | EMI test receiver |  | 835418/003; 357.8810.52; 0299.7810.54 | SH Lab | 86#4F-EMC test lab | I | 2019-07-12 | 2020-07-11 | SIMT | Closed | 2000-07-10 | ESxS-K1 V2.10 | RMB | 0 | Rohde & Schwarz | EMI 测试接收机
EC2107 | 1 | Passive voltage probe |  |  | SH Lab | 86#4F-EMC test lab | I |  | — | SIMT | Disposal | 2000-07-10 | ESxS-K1 V2.10 | RMB | 0 | Rohde & Schwarz | 无源电压探头
EC2107 | 2 | attenuator | 10dB |  | SH Lab | 86#4F-EMC test lab | I | 2014-08-04 | — | JSMI | Damaged |  |  | RMB | 0 |  | 衰减器
EC2108 |  | Absorbing clamp |  | 831676/016 | SH Lab | 86#4F-EMC test lab | I | 2019-06-14 | 2020-06-13 | CEPREI | Closed | 2000-07-10 | ESxS-K1 V2.10 | RMB | 0 | Rohde & Schwarz | 吸收钳
EC2108 | 2 | Coupling decoupling network |  |  | SH Lab | 86#4F-EMC test lab | I | 2018-02-06 | — | SIMT | Can not be found | 2004-09-23 |  | RMB | 0 | EM TEST AG | Coupling decoupling network
EC2109 |  | Artificial mains |  | 835239/008 | SH Lab | 86#4F-EMC test lab | I | 2011-01-10 | — | SIMT | Disposal | 2000-07-10 | SCR(04.03.30) | USD | 4227 | Rohde & Schwarz | 人工电源网络
EC2110 |  | Harmonic test system |  | HK53885 & X71820 | SH Lab | 86#4F-EMC test lab | I | 2019-12-09 | 2020-12-08 | CEPREI | Closed | 2000-05-29 | CTS 3.0 V 3.2.0.26 | RMB | 0 | California | 谐波电流电压测量仪
EC2110 | 3 | Circuit board |  |  | SH Lab | 86#4F-EMC test lab | I | 2019-01-23 | — | SIMT | Can not be found | 2006-10-16 |  | USD | 4331 | California | Circuit board
EC2111 |  | AC Digital Power Meter |  | 12311 | SH Lab |  | I |  | — | SIMT | Disposal | 2000-03-30 | AC | RMB | 0 | WeiGe | 数字交流功率表
EC2112 |  | Loop antenna |  |  | SH Lab |  | I |  | — |  | Disposal | 2000-06-10 | SCR(06.02.09) | RMB | 0 | Laplace Instrument | 环形天线
EC2113 |  | RF generation with AMP |  |  | SH Lab | 86#4F-EMC test lab | I |  | — |  | Disposal | 2000-06-26 | stop to use temporarily | RMB | 0 | SCHAFFNER | 射频信号发生器
EC2113 | 1 | Coupling and Decoupling Network |  |  | SH Lab | 86#4F-EMC test lab | I | 2019-08-01 | 2020-07-31 | CEPREI | Closed | 2000-06-26 |  | RMB | 0 | SCHAFFNER | 耦合-去耦网络
EC2113 | 2 | Coupling and Decoupling Network |  |  | SH Lab | 86#4F-EMC test lab | I | 2016-07-28 | — | CEPREI | Repairing | 2000-06-26 |  | RMB | 0 | SCHAFFNER | 耦合-去耦网络
EC2113 | 3 | Convert Plug |  |  | SH Lab | 86#4F-EMC test lab | I | 2019-02-12 | 2020-02-11 | SIMT | Calibrating | 2000-06-26 |  | RMB | 0 | SCHAFFNER | 转接器
EC2113 | 4 | Convert Plug |  |  | SH Lab | 86#4F-EMC test lab | I | 2019-02-12 | 2020-02-11 | SIMT | Calibrating | 2000-06-26 |  | RMB | 0 | SCHAFFNER | 转接器
EC2113 | 5 | Convert Plug |  |  | SH Lab | 86#4F-EMC test lab | III | 2008-01-17 | — | SIMT | Closed | 2000-06-26 |  | RMB | 0 | SCHAFFNER | 转接器
EC2114 |  | Burst Esd Surge Transients |  |  | SH Lab | 86#4F-EMC test lab | I | 2006-01-01 | — | SIMT | Disposal | 2000-07-25 | To Guangzhou | RMB | 0 | SCHAFFNER | Best EMC测试仪
EC2115 |  | Electronic tachometer |  | 8198 | SH Lab | 86#1F-Tools & machinery test lab | I | 2019-08-21 | 2020-08-20 | JSMI | Closed | 2000-09-10 |  | RMB | 1120 | Tachometer Factory | 光电转速表
EC2116 |  | Shielded room |  | 64 | SH Lab |  | III | 2000-07-12 | — |  | Disposal | 2000-07-12 | Scrap | RMB | 0 | LeiNing | 屏蔽室
EC2117 |  | Oscilloscope |  | B019211 | SH Lab | 85#5F-ACCE & LUM test lab | I | 2015-06-19 | — | SIMT | Disposal | 2006-06-09 |  | RMB | 0 | Tektronix | 示波器
EC2117 | 3 | High Voltage Differential Probe | P5210A | B011342 | LUM | 51#7F-LUM test lab | III | 2015-06-19 | — | MFG | Closed | 2015-08-04 16:47 | 补设备编号，第二次维修编号EC2117-3(WX2) |  | 8085 | 泰克科技（中国）有限公司 | 示波器差分探头
EC2117 | 7 | Current Probe |  |  | SH Lab | 85#5F-ACCE & LUM test lab | III | 2006-06-09 | — |  | Closed | 2000-09-28 |  | RMB | 16550 | Tektronix | 电流探头
EC2118 |  | AC Linear Power Source |  |  | SH Lab | 86#4F-EMC test lab | III | 2000-08-11 | — |  | Closed | 2000-08-11 |  | HKD | 44523 | iDRC | 交流稳压电源
EC2119 |  | DC Linear Power Source |  |  | SH Lab | 86#4F-Multimedia test lab | III | 2000-09-28 | — |  | Closed | 2000-09-28 |  | RMB | 4170 | GW Instek | 直流稳压电源
EC2120 |  | DC Linear Power Source |  |  | SH Lab | 86#4F-EMC test lab | III | 2000-10-29 | — |  | Disposal | 2000-10-29 |  | RMB | 4170 | GW Instek | 直流稳压电源
EC2121 |  | Variable Transformer |  |  | SH Lab | 86#4F-EMC test lab | III | 2000-09-04 | — |  | Closed | 2000-09-04 |  | RMB | 590 | SH-Regul. Factory | 调压器
EC2122 |  | Temperature and Humidity Recorder |  | 1028 | CN FAC | 86#4F-Calibration room | I | 2019-03-18 | 2020-03-17 | JSMI | Calibrating | 2000-08-18 | calibrating | RMB | 980 | Meteorology Instrument Factory | 温湿度记录仪
EC2123 |  | Electronic inclinometer |  |  | SH Lab | 86#3F-Construction test lab (Ⅱ) | I | 2008-09-16 | — | JSMI | Out of service | 2000-08-15 | calibrating | RMB | 2480 | SOLA | 电子水平角度仪
EC2124 |  | Thermometer |  |  | SH Lab | 86#3F-Construction test lab (Ⅱ) | I |  | — | SIMT | Disposal | 2000-08-15 | Scrap | RMB | 0 | TES | 点温计
EC2125 |  | AC Digital Current meter |  |  |  |  | II |  | — |  | Disposal | 2000-09-05 | Scrap | RMB | 0 | - | 数字交流电流表
EC2126 |  | AC Digital Current meter |  |  |  |  | II |  | — |  | Disposal | 2000-09-05 | Scrap | RMB | 0 | - | 数字交流电流表
EC2127 |  | AC Digital Current meter |  |  |  |  | II |  | — |  | Disposal | 2000-09-05 | Scrap | RMB | 0 | - | 数字交流电流表
EC2128 |  | AC Digital Current meter |  |  |  |  | II |  | — |  | Disposal | 2000-09-05 | Scrap | RMB | 0 | - | 数字交流电流表
EC2129 |  | AC Digital Current meter |  |  |  |  | II |  | — |  | Disposal | 2000-09-05 | Scrap | RMB | 0 | - | 数字交流电流表
EC2130 |  | Magnifier |  |  | SH Lab | 86#4F-Multimedia test lab | III | 2000-10-18 | — |  | Closed | 2000-10-18 |  | RMB | 0 | HongKong Wah Luen | 放大镜
EC2131 |  | Ball Pressure Tester |  | 36526 | SH Lab | 86#1F-Garden tools test lab (Ⅰ) | II | 2019-11-21 | 2020-11-20 | ES AW | Closed | 2000-11-15 |  | RMB | 1200 | ZhenLai | 球压试验仪
EC2132 |  | Ball Pressure Tester |  | 36557 | SH Lab | 86#1F-Garden tools test lab (Ⅰ) | II | 2019-11-21 | 2020-11-20 | ES AW | Closed | 2000-11-15 |  | RMB | 1200 | ZhenLai | 球压试验仪
EC2133 |  | Ball Pressure Tester |  | 36586 | SH Lab | 86#1F-Garden tools test lab (Ⅰ) | II | 2019-11-21 | 2020-11-20 | ES AW | Closed | 2000-11-15 |  | RMB | 1200 | ZhenLai | 球压试验仪
EC2134 |  | Digital Scale |  |  | SH Lab |  | I |  | — |  | Disposal | 2000-10-10 | Scrap | RMB | 0 | TANITA | 电子秤
EC2135 |  | Gauge |  |  | SH Lab | 85#5F-Gauge room | II | 2019-05-18 | 2020-05-17 | ES AW | Closed | 2000-08-10 |  | RMB | 0 | SH. Liang-Ren Fac. and QiangKun | CEE7 & SE 量规
EC2135 | 101 | SE Gauges |  |  | SH Lab | 85#5F-Gauge room | II | 2019-05-18 | 2020-05-17 | ES AW | Closed | 2000-08-10 |  | RMB | 0 | SH. Liang-Ren Fac. and QiangKun | 量规
EC2135 | 102 | SE Gauges |  |  | SH Lab | 85#5F-Gauge room | II | 2019-05-18 | 2020-05-17 | ES AW | Closed | 2000-08-10 |  | RMB | 0 | SH. Liang-Ren Fac. and QiangKun | 量规
EC2135 | 103 | SE Gauges |  |  | SH Lab | 85#5F-Gauge room | II | 2017-05-18 | — | ES AW | Can not be found | 2000-08-10 |  | RMB | 0 | SH. Liang-Ren Fac. and QiangKun | 量规
EC2135 | 104 | SE Gauges |  |  | SH Lab | 85#5F-Gauge room | II | 2010-05-18 | — | ES LWF | Out of service | 2000-08-10 |  | RMB | 0 | SH. Liang-Ren Fac. and QiangKun | 量规
EC2135 | 105 | SE Gauges |  |  | SH Lab |  | II |  | — |  | Disposal | 2000-08-10 |  | RMB | 0 | SH. Liang-Ren Fac. and QiangKun | 量规
EC2135 | 106 | SE Gauges |  |  | SH Lab |  | II |  | — |  | Disposal | 2000-08-10 | TO EC3429 | RMB | 0 | SH. Liang-Ren Fac. and QiangKun | 量规
EC2135 | 107 | SE Gauges |  |  | SH Lab |  | II |  | — |  | Disposal | 2000-08-10 |  | RMB | 0 | SH. Liang-Ren Fac. and QiangKun | 量规
EC2135 | 108 | SE Gauges |  |  | SH Lab |  | II |  | — |  | Disposal | 2000-08-10 | to 3429 | RMB | 0 | SH. Liang-Ren Fac. and QiangKun | 量规
EC2135 | 109 | SE Gauges |  |  | SH Lab |  | II |  | — |  | Disposal | 2000-08-10 | to 3429 | RMB | 0 | SH. Liang-Ren Fac. and QiangKun | 量规
EC2135 | 110 | SE Gauges |  |  | SH Lab | 85#5F-Gauge room | II | 2018-05-18 | — | ES AW | Out of service | 2000-08-10 |  | RMB | 0 | SH. Liang-Ren Fac. and QiangKun | 量规
EC2135 | 111 | SE Gauges |  |  | SH Lab | 85#5F-Gauge room | II | 2018-05-18 | — | ES AW | Out of service | 2000-08-10 |  | RMB | 0 | SH. Liang-Ren Fac. and QiangKun | 量规
EC2135 | 112 | SE Gauges |  |  | SH Lab |  | II |  | — | ES LWF | Disposal | 2000-08-10 | TO EC3429 | RMB | 0 | SH. Liang-Ren Fac. and QiangKun | 量规
EC2135 | 113 | SE Gauges |  |  | SH Lab |  | II |  | — | ES LWF | Disposal | 2000-08-10 | TO EC3429 | RMB | 0 | SH. Liang-Ren Fac. and QiangKun | 量规
EC2135 | 114 | SE Gauges |  |  | SH Lab |  | II |  | — | ES LWF | Disposal | 2000-08-10 | TO EC3429 | RMB | 0 | SH. Liang-Ren Fac. and QiangKun | 量规
EC2135 | 115 | SE Gauges |  |  | SH Lab |  | II |  | — | ES LWF | Disposal | 2000-08-10 | TO EC3429 | RMB | 0 | SH. Liang-Ren Fac. and QiangKun | 量规
EC2135 | 116 | SE Gauges |  |  | SH Lab |  | II |  | — | ES LWF | Disposal | 2000-08-10 | TO EC3429 | RMB | 0 | SH. Liang-Ren Fac. and QiangKun | 量规
EC2135 | 117 | SE Gauges |  |  | SH Lab |  | II |  | — |  | Disposal | 2000-08-10 | to 3429 | RMB | 0 | SH. Liang-Ren Fac. and QiangKun | 量规
EC2135 | 118 | SE Gauges |  |  | SH Lab |  | II |  | — |  | Disposal | 2000-08-10 | to 3429 | RMB | 0 | SH. Liang-Ren Fac. and QiangKun | 量规
EC2135 | 119 | SE Gauges |  |  | SH Lab |  | II |  | — | ES LWF | Disposal | 2000-08-10 | TO EC3429 | RMB | 0 | SH. Liang-Ren Fac. and QiangKun | 量规
EC2135 | 120 | SE Gauges |  |  | SH Lab |  | II |  | — | ES LWF | Disposal | 2000-08-10 | Scrap | RMB | 0 | SH. Liang-Ren Fac. and QiangKun | 量规
EC2135 | 121 | SE Gauges |  |  | SH Lab |  | II |  | — | ES LWF | Disposal | 2000-08-10 | Same as EN50075 Fig2 2Pieces are put at Lab | RMB | 0 | SH. Liang-Ren Fac. and QiangKun | 量规
EC2135 | 122 | SE Gauges |  |  | SH Lab |  | II |  | — | ES LWF | Disposal | 2000-08-10 | TO EC3429 | RMB | 0 | SH. Liang-Ren Fac. and QiangKun | 量规
EC2135 | 123 | SE Gauges |  |  | SH Lab |  | II |  | — | ES LWF | Disposal | 2000-08-10 | TO EC3429 | RMB | 0 | SH. Liang-Ren Fac. and QiangKun | 量规
EC2135 | 124 | SE Gauges |  |  | SH Lab |  | II |  | — | ES LWF | Disposal | 2000-08-10 | TO EC3429 | RMB | 0 | SH. Liang-Ren Fac. and QiangKun | 量规
EC2135 | 125 | SE Gauges |  |  | SH Lab |  | II |  | — |  | Disposal | 2000-08-10 | to 3429 | RMB | 0 | SH. Liang-Ren Fac. and QiangKun | 量规
EC2135 | 126 | SE Gauges |  |  | SH Lab |  | II |  | — | ES LWF | Disposal | 2000-08-10 | TO EC3429 | RMB | 0 | SH. Liang-Ren Fac. and QiangKun | 量规
EC2135 | 127 | SE Gauges |  |  | SH Lab |  | II |  | — | ES LWF | Disposal | 2000-08-10 | TO EC3429 | RMB | 0 | SH. Liang-Ren Fac. and QiangKun | 量规
EC2135 | 128 | SE Gauges |  |  | SH Lab |  | II |  | — | ES LWF | Disposal | 2000-08-10 | TO EC3429 | RMB | 0 | SH. Liang-Ren Fac. and QiangKun | 量规
EC2135 | 129 | SE Gauges |  |  | SH Lab |  | II |  | — | ES LWF | Disposal | 2000-08-10 | EC2145 | RMB | 0 | SH. Liang-Ren Fac. and QiangKun | 量规
EC2135 | 130 | SE Gauges |  |  | SH Lab |  | II |  | — | ES LWF | Disposal | 2000-08-10 | EC2145 | RMB | 0 | SH. Liang-Ren Fac. and QiangKun | 量规
EC2135 | 131 | SE Gauges |  |  | SH Lab |  | II |  | — | ES LWF | Disposal | 2000-08-10 |  | RMB | 0 | SH. Liang-Ren Fac. and QiangKun | 量规
EC2135 | 132 | SE Gauges |  |  | SH Lab |  | II |  | — | ES LWF | Disposal | 2000-08-10 |  | RMB | 0 | SH. Liang-Ren Fac. and QiangKun | 量规
EC2135 | 133 | SE Gauges |  |  | SH Lab |  | II |  | — | ES LWF | Disposal | 2000-08-10 | TO EC3429 | RMB | 0 | SH. Liang-Ren Fac. and QiangKun | 量规
EC2135 | 134 | SE Gauges |  |  | SH Lab |  | II |  | — | ES LWF | Disposal | 2000-08-10 | TO EC3429 | RMB | 0 | SH. Liang-Ren Fac. and QiangKun | 量规
EC2135 | 135 | SE Gauges |  |  | SH Lab |  | II |  | — |  | Disposal | 2000-08-10 |  | RMB | 0 | SH. Liang-Ren Fac. and QiangKun | 量规
EC2135 | 136 | SE Gauges |  |  | SH Lab |  | II |  | — |  | Disposal | 2000-08-10 | There are not requirement of the guages in the new standard(2005-12-21) | RMB | 0 | SH. Liang-Ren Fac. and QiangKun | 量规
EC2135 | 137 | SE Gauges |  |  | SH Lab |  | II |  | — |  | Disposal | 2000-08-10 | There are not requirement of the guages in the new standard(2005-12-22) | RMB | 0 | SH. Liang-Ren Fac. and QiangKun | 量规
EC2135 | 138 | SE Gauges |  |  | SH Lab |  | II |  | — |  | Disposal | 2000-08-10 | There are not requirement of the guages in the new standard(2005-12-23) | RMB | 0 | SH. Liang-Ren Fac. and QiangKun | 量规
EC2135 | 139 | SE Gauges |  |  | SH Lab |  | II |  | — |  | Disposal | 2000-08-10 | There are not requirement of the guages in the new standard(2005-12-24) | RMB | 0 | SH. Liang-Ren Fac. and QiangKun | 量规
EC2135 | 140 | SE Gauges |  |  | SH Lab |  | II |  | — |  | Disposal | 2000-08-10 | There are not requirement of the guages in the new standard(2005-12-25) | RMB | 0 | SH. Liang-Ren Fac. and QiangKun | 量规
EC2135 | 141 | SE Gauges |  |  | SH Lab |  | II |  | — |  | Disposal | 2000-08-10 | There are not requirement of the guages in the new standard(2005-12-26) | RMB | 0 | SH. Liang-Ren Fac. and QiangKun | 量规
EC2135 | 142 | SE Gauges |  |  | SH Lab |  | II |  | — |  | Disposal | 2000-08-10 | There are not requirement of the guages in the new standard(2005-12-27) | RMB | 0 | SH. Liang-Ren Fac. and QiangKun | 量规
EC2135 | 143 | SE Gauges |  |  | SH Lab |  | II |  | — |  | Disposal | 2000-08-10 | There are not requirement of the guages in the new standard(2005-12-28) | RMB | 0 | SH. Liang-Ren Fac. and QiangKun | 量规
EC2135 | 144 | SE Gauges |  |  | SH Lab |  | II |  | — |  | Disposal | 2000-08-10 | There are not requirement of the guages in the new standard(2005-12-29) | RMB | 0 | SH. Liang-Ren Fac. and QiangKun | 量规
EC2135 | 145 | SE Gauges |  |  | SH Lab |  | II |  | — |  | Disposal | 2000-08-10 | There are not requirement of the guages in the new standard(2005-12-30) | RMB | 0 | SH. Liang-Ren Fac. and QiangKun | 量规
EC2135 | 146 | SE Gauges |  |  | SH Lab |  | II |  | — |  | Disposal | 2000-08-10 | There are not requirement of the guages in the new standard(2005-12-31) | RMB | 0 | SH. Liang-Ren Fac. and QiangKun | 量规
EC2135 | 147 | SE Gauges |  |  | SH Lab |  | II |  | — |  | Disposal | 2000-08-10 | to 3429 | RMB | 0 | SH. Liang-Ren Fac. and QiangKun | 量规
EC2135 | 148 | SE Gauges |  |  | SH Lab |  | II |  | — |  | Disposal | 2000-08-10 | to 3429 | RMB | 0 | SH. Liang-Ren Fac. and QiangKun | 量规
EC2135 | 201 | SE Gauges |  |  | SH Lab |  | II |  | — | ES LWF | Disposal | 2000-08-10 |  | RMB | 189 | SH. Liang-Ren Fac. and QiangKun | 量规
EC2135 | 202 | SE Gauges |  |  | SH Lab | 85#5F-Gauge room | II | 2019-05-18 | 2020-05-17 | ES AW | Closed | 2000-08-10 |  | RMB | 485 | SH. Liang-Ren Fac. and QiangKun | 量规
EC2135 | 203 | SE Gauges |  |  | SH Lab | 85#5F-Gauge room | II | 2019-05-18 | 2020-05-17 | ES AW | Closed | 2000-08-10 |  | RMB | 611 | SH. Liang-Ren Fac. and QiangKun | 量规
EC2135 | 204 | SE Gauges |  |  | SH Lab | 85#5F-Gauge room | II | 2019-05-18 | 2020-05-17 | ES AW | Closed | 2000-08-10 |  | RMB | 404 | SH. Liang-Ren Fac. and QiangKun | 量规
EC2135 | 205 | SE Gauges |  |  | SH Lab | 85#5F-Gauge room | II | 2019-05-18 | 2020-05-17 | ES AW | Closed | 2000-08-10 |  | RMB | 404 | SH. Liang-Ren Fac. and QiangKun | 量规
EC2135 | 206 | SE Gauges |  |  | SH Lab | 85#5F-Gauge room | II | 2018-05-18 | — | ES AW | Out of service | 2000-08-10 |  | RMB | 108 | SH. Liang-Ren Fac. and QiangKun | 量规
EC2135 | 207 | SE Gauges |  |  | SH Lab | 85#5F-Gauge room | II | 2018-05-18 | — | ES AW | Damaged | 2000-08-10 |  | RMB | 108 | SH. Liang-Ren Fac. and QiangKun | 量规
EC2135 | 208 | SE Gauges |  |  | SH Lab |  | II |  | — | ES LWF | Disposal | 2000-08-10 |  | RMB | 108 | SH. Liang-Ren Fac. and QiangKun | 量规
EC2135 | 209 | SE Gauges |  |  | SH Lab | 85#5F-Gauge room | II | 2019-05-18 | — | ES AW | Out of service | 2000-08-10 |  | RMB | 377 | SH. Liang-Ren Fac. and QiangKun | 量规
EC2135 | 210 | SE Gauges |  |  | SH Lab | 85#5F-Gauge room | II | 2019-05-18 | 2020-05-17 | ES AW | Closed | 2000-08-10 |  | RMB | 153 | SH. Liang-Ren Fac. and QiangKun | 量规
EC2135 | 211 | SE Gauges |  |  | SH Lab | 85#5F-Gauge room | II | 2019-05-18 | 2020-05-17 | ES AW | Closed | 2000-08-10 |  | RMB | 251 | SH. Liang-Ren Fac. and QiangKun | 量规
EC2135 | 212 | SE Gauges |  |  | SH Lab | 85#5F-Gauge room | II | 2019-05-18 | 2020-05-17 | ES AW | Closed | 2000-08-10 |  | RMB | 269 | SH. Liang-Ren Fac. and QiangKun | 量规
EC2135 | 213 | SE Gauges |  |  | SH Lab | 85#5F-Gauge room | II | 2019-05-18 | 2020-05-17 | ES AW | Closed | 2000-08-10 |  | RMB | 135 | SH. Liang-Ren Fac. and QiangKun | 量规
EC2135 | 214 | SE Gauges |  |  | SH Lab | 85#5F-Gauge room | II | 2017-05-18 | — | ES AW | Can not be found | 2000-08-10 |  | RMB | 189 | SH. Liang-Ren Fac. and QiangKun | 量规
EC2135 | 215 | SE Gauges |  |  | SH Lab | 85#5F-Gauge room | II | 2019-05-18 | 2020-05-17 | ES AW | Closed | 2000-08-10 |  | RMB | 1149 | SH. Liang-Ren Fac. and QiangKun | 量规
EC2135 | 216 | SE Gauges |  |  | SH Lab | 85#5F-Gauge room | II | 2019-05-18 | 2020-05-17 | ES AW | Closed | 2000-08-10 |  | RMB | 440 | SH. Liang-Ren Fac. and QiangKun | 量规
EC2135 | 217 | SE Gauges |  |  | SH Lab | 85#5F-Gauge room | II | 2019-05-18 | 2020-05-17 | ES AW | Closed | 2000-08-10 |  | RMB | 4532 | SH. Liang-Ren Fac. and QiangKun | 量规
EC2135 | 218 | SE Gauges |  |  | SH Lab | 85#5F-Gauge room | II | 2019-05-18 | 2020-05-17 | ES AW | Closed | 2000-08-10 |  | RMB | 539 | SH. Liang-Ren Fac. and QiangKun | 量规
EC2135 | 219 | SE Gauges |  |  | SH Lab | 85#5F-Gauge room | II | 2019-05-18 | 2020-05-17 | ES AW | Closed | 2000-08-10 |  | RMB | 539 | SH. Liang-Ren Fac. and QiangKun | 量规
EC2135 | 220 | SE Gauges |  |  | SH Lab | 85#5F-Gauge room | II | 2019-05-18 | 2020-05-17 | ES AW | Closed | 2000-08-10 |  | RMB | 629 | SH. Liang-Ren Fac. and QiangKun | 量规
EC2135 | 221 | SE Gauges |  |  | SH Lab | 85#5F-Gauge room | II | 2019-05-18 | 2020-05-17 | ES AW | Closed | 2000-08-10 |  | RMB | 629 | SH. Liang-Ren Fac. and QiangKun | 量规
EC2135 | 222 | SE Gauges |  |  | SH Lab |  | II |  | — |  | Disposal | 2000-08-10 | to 3429 | RMB | 629 | SH. Liang-Ren Fac. and QiangKun | 量规
EC2135 | 223 | SE Gauges |  |  | SH Lab | 85#5F-Gauge room | II | 2018-05-18 | — | ES AW | Out of service | 2000-08-10 |  | RMB | 700 | SH. Liang-Ren Fac. and QiangKun | 量规
EC2135 | 224 | SE Gauges |  |  | SH Lab |  | II |  | — |  | Disposal | 2000-08-10 | to 3429 | RMB | 700 | SH. Liang-Ren Fac. and QiangKun | 量规
EC2135 | 225 | SE Gauges |  |  | SH Lab | 85#5F-Gauge room | II | 2019-05-18 | 2020-05-17 | ES AW | Closed | 2000-08-10 |  | RMB | 673 | SH. Liang-Ren Fac. and QiangKun | 量规
EC2135 | 226 | SE Gauges |  |  | SH Lab | 85#5F-Gauge room | II | 2019-05-18 | 2020-05-17 | ES AW | Closed | 2000-08-10 |  | RMB | 584 | SH. Liang-Ren Fac. and QiangKun | 量规
EC2135 | 227 | SE Gauges |  |  | SH Lab |  | II |  | — |  | Disposal | 2000-08-10 | to 3429 | RMB | 584 | SH. Liang-Ren Fac. and QiangKun | 量规
EC2135 | 228 | SE Gauges |  |  | SH Lab | 85#5F-Gauge room | II | 2019-05-18 | 2020-05-17 | ES AW | Closed | 2000-08-10 |  | RMB | 736 | SH. Liang-Ren Fac. and QiangKun | 量规
EC2135 | 229 | SE Gauges |  |  | SH Lab |  | II |  | — |  | Disposal | 2000-08-10 | to 3429 | RMB | 736 | SH. Liang-Ren Fac. and QiangKun | 量规
EC2135 | 230 | SE Gauges |  |  | SH Lab |  | II |  | — | ES LWF | Disposal | 2000-08-10 | SEE EC3429 | RMB | 0 | SH. Liang-Ren Fac. and QiangKun | 量规
EC2135 | 231 | SE Gauges |  |  | SH Lab |  | II |  | — | ES LWF | Disposal | 2000-08-10 | SEE EC3429 | RMB | 0 | SH. Liang-Ren Fac. and QiangKun | 量规
EC2135 | 232 | SE Gauges |  |  | SH Lab |  | II |  | — | ES LWF | Disposal | 2000-08-10 | SEE EC3429 | RMB | 0 | SH. Liang-Ren Fac. and QiangKun | 量规
EC2135 | 233 | SE Gauges |  |  | SH Lab |  | II |  | — | ES LWF | Disposal | 2000-08-10 | SEE EC3429 | RMB | 0 | SH. Liang-Ren Fac. and QiangKun | 量规
EC2135 | 234 | SE Gauges |  |  | SH Lab |  | II |  | — | ES LWF | Disposal | 2000-08-10 | SEE EC3429 | RMB | 17590 | SH. Liang-Ren Fac. and QiangKun | 量规
EC2136 |  | Arrangement for compression test of 24.5 |  |  | SH Lab | 85#5F-Gauge room | III | 2001-01-15 | — |  | Closed | 2001-01-15 |  | RMB | 1100 | Datong | 压缩试验（24。5）装置
EC2137 |  | Arrangement for checking damage to conductors |  |  | SH ACCE | 85#5F-ACCE & LUM test lab | II | 2020-01-11 | 2021-01-10 | ES AW | Closed | 2001-01-02 |  | RMB | 0 | FuLaiyin | 导体受损程度检查装置
EC2138 |  | Arrangement to verify the fixationof pins in the body of the plug |  |  | SH ACCE | 85#5F-Gauge room | II | 2020-01-17 | 2021-01-16 | ES AW | Closed | 2001-01-09 |  | RMB | 0 | DaTong | 插销牢固度测试装置
EC2139 |  | Apparatus for checking the withdrawal force |  |  | SH Lab | 85#5F-Gauge room | II | 2020-01-15 | 2021-01-14 | ES AW | Closed | 2001-01-02 |  | RMB | 0 | DaTong | 拔出力测试装置
EC2140 |  | Test Probe |  |  | SH Lab | 86#4F-Multimedia test lab | II | 2010-04-23 | — | ES LWF | Disposal | 2001-01-05 | See EC2162 | RMB | 0 | ZhenLai | 试验探棒C
EC2141 |  | Arrangement for mechanical strength test on multiple portable socket-outlets |  |  | SH Lab | 85#5F-Gauge room | II | 2020-01-17 | 2021-01-16 | ES AW | Closed | 2001-01-09 |  | RMB | 0 | DaTong | 插座机械强度测试装置
EC2142 |  | Torque Device |  |  | SH Lab | 85#5F-Gauge room | II | 2019-11-23 | 2020-11-22 | ES AW | Closed | 2000-12-24 |  | RMB | 0 | PTL | 电缆扭力器
EC2143 |  | Apparatus for impact test at low temperature of 24.4 |  |  | SH Lab | 85#5F-ACCE & LUM test lab | II | 2019-08-05 | 2020-08-04 | ES AW | Closed | 2001-04-10 |  | RMB | 0 | FuLaiYing | 低温冲击试验装置(24.4)
EC2144 |  | Test Probe |  |  | SH Lab | 86#4F-Multimedia test lab | II | 2010-04-23 | — | ES LWF | Disposal | 2000-12-05 | See EC2162 | RMB | 0 | ZhenLai | 试验探棒D
EC2145 |  | Contact Pressure Measuring Device |  |  |  |  | II |  | — |  | Disposal | 2000-12-24 | See EC2135 | RMB | 0 | PTL | 插座接触压力测试装置
EC2146 |  | Apparatus for testing the cord retention |  |  | SH ACCE | 85#5F-ACCE & LUM test lab | II | 2020-01-16 | 2021-01-15 | EC JZ | Closed | 2000-12-02 |  | RMB | 0 | FuLaiyin | 软缆保持力测试装置
EC2147 |  | Apparatus for compression test for the verification of resistance to heat of 25.4 |  |  | SH Lab | 85#5F-Gauge room | II | 2020-03-07 | 2021-03-06 | ES AW | Closed | 2001-01-09 |  | RMB | 0 | Zhenlai | 耐热性能压缩试验装置
EC2148 |  | Transformer test cabinet |  |  | SH Lab | 86#2F-Power supply test lab | III | 2000-12-26 | — |  | Disposal | 2000-12-26 |  | RMB | 0 | DaTong | 变压器试验柜
EC2149 |  | Climate Test Chamber |  | 4032 | SH Lab | 85#5F-ACCE & LUM test lab | I | 2017-02-03 | — | JSMI | Disposal | 2001-01-15 |  | RMB | 0 | GZ-ESPEC | 潮态试验箱
EC2150 |  | AC Linear Power Source |  |  | XM Lab | Xiamen test lab | III | 2001-04-29 | — |  | Closed | 2001-04-29 |  | RMB | 36000 | APC | 交流稳压电源
EC2151 |  | 3 Phase AC Power Source |  |  | SH Lab | 86#1F-Garden tools test lab (Ⅰ) | III | 2001-04-16 | — |  | Disposal | 2001-04-16 |  | RMB | 140000 | APC | 交流稳压电源
EC2152 |  | Slide-Wire Resistor |  |  | SH Lab | 85#5F-ACCE & LUM test lab | III | 2000-11-24 | — |  | Closed | 2000-11-24 |  | RMB | 3440 | QiuJing | 滑线变阻器
EC2153 |  | Slide-Wire Resistor |  |  | SH Lab | 86#1F-Garden tools test lab (Ⅰ) | III | 2000-11-29 | — |  | Closed | 2000-11-29 |  | RMB | 3440 | QiuJing | 滑线变阻器
EC2154 |  | LCR Meter |  | 837267 | SH Lab | 86#4F-Calibration room | I | 2019-06-11 | 2020-06-10 | CEPREI | Closed | 2000-12-12 |  | RMB | 0 | HIOKI | LCR测试仪
EC2154 | 1 | Resistance Box | ZX32D |  | SH Lab | 86#4F-Calibration room | III | 2018-12-30 | — | JSMI | Closed |  |  | RMB | 0 | 富阳精密仪器厂 | 电阻
EC2154 | 2 | Capacitor Box | RX7-0 |  | SH Lab | 86#4F-Calibration room | III | 2018-12-30 | — | JSMI | Closed |  |  | RMB | 0 | 富阳精密仪器厂 | 电容
EC2154 | 3 | Inductance | FMT-4 |  | SH Lab | 86#4F-Calibration room | III | 2018-12-30 | — | JSMI | Closed |  |  | RMB | 0 | 富阳精密仪器厂 | 电感
EC2155 | 1 | Dynamometer |  |  | SH Lab |  | I |  | — |  | Disposal | 2001-01-10 | SCR(2004-10-9) | RMB | 0 | TIET | 异步测功机
EC2155 | 2 | Dynamometer Data Displayer |  |  | SH Lab |  | I |  | — |  | Disposal | 2001-01-10 | SCR(2004-10-9) | RMB | 0 | TIET | 测功机数据显示器
EC2155 | 3 | Control power of dynamometer |  |  | SH Lab |  | I |  | — |  | Disposal | 2001-01-10 | SCR(2004-10-9) | RMB | 0 | TIET | 测功机控制电源
EC2156 |  | Dynamometer Header |  |  | SH Lab |  | I |  | — |  | Disposal | 2001-01-10 | SCR(2004-10-9) | RMB | 0 | TIET | 异步测功机头
EC2157 |  | Endurance tester for electrical tools |  |  | SH Lab |  | II |  | — | ES JH | Disposal | 2001-01-10 | stop to use temporarily(EC3136) | RMB | 0 | TIET | 电动工具耐久性测试仪
EC2157 | 3 | Fixture for endurance testing |  |  |  |  | III | 2001-01-10 | — |  | Disposal | 2001-01-10 | Transfer to HZ | RMB | 0 |  | Fixture for endurance testing
EC2158 |  | Flexible cord pulling&extending tester |  |  | SH Lab |  | II |  | — | ES JH | Disposal | 2001-01-10 | Out of service | RMB | 0 | TIET | 电缆拉伸试验仪
EC2159 |  | Impact Tester |  |  | SH Lab | 86#2F-2F Power distribution room | III | 2001-01-10 | — |  | Closed | 2001-01-10 |  | RMB | 25900 | TIET | 冲击试验仪
EC2160 |  | Strike Tester |  |  | SH Lab | 86#1F-Garden tools test lab (Ⅰ) | II | 2019-05-16 | 2020-05-15 | ES AW | Closed | 2001-01-10 |  | RMB | 3000 | TIET | 撞击试验仪
EC2161 |  | Temperature Rise Tester for Electrical Tools |  |  |  |  | I |  | — |  | Disposal | 2001-01-10 | Scrap | RMB | 0 | TIET | 电动工具温升试验仪
EC2162 |  | Test Probe |  |  | SH Lab | 86#3F-Construction test lab (Ⅱ) | II | 2019-04-05 | 2020-04-04 | EC JZ | Closed | 2001-01-05 |  | RMB | 0 | DaTong | IP3x,4x 探棒
EC2163 |  | Test Corner |  |  |  |  | III |  | — |  | Disposal | 2000-03-01 | Scrap | RMB | 0 | DuQiao | 试验角
EC2164 |  | Test Corner |  |  |  |  | III |  | — |  | Disposal | 2000-03-01 | Scrap | RMB | 0 | DuQiao | 试验角
EC2165 |  | Test Corner |  |  |  |  | III |  | — |  | Disposal | 2000-03-01 | Scrap | RMB | 0 | DuQiao | 试验角
EC2166 |  | Impact Tester for socket outlet |  |  | SH Lab | 85#5F-ACCE & LUM test lab | II | 2019-09-02 | 2020-09-01 | ES AW | Closed | 2000-12-25 |  | RMB | 0 | DaTong | 冲击试验装置
EC2166 | 1 | angle scale |  |  | SH Lab | 85#5F-ACCE & LUM test lab | I | 2019-01-31 | 2020-04-29 | JSMI | Calibrating |  |  | RMB | 0 | DaTong | 角度盘
EC2167 |  | Test probe |  |  | SH Lab | 85#5F-ACCE & LUM test lab | III | 2000-07-13 | — |  | Closed | 2000-07-13 |  | RMB | 500 | DaTong | 圆柱形探头
EC2168 |  | Hardwood Board |  |  | SH Lab | 86#3F-Construction test lab (Ⅱ) | III | 2000-05-15 | — |  | Closed | 2000-05-15 |  | RMB | 500 | DuQiao | 硬木板
EC2169 |  | Sweep function generator |  | A630163 | SH Lab | 86#4F-Multimedia test lab | I | 2012-12-06 | — | SIMT | Disposal | 2000-09-01 |  | RMB | 0 | Good Will Instrument Co., Ltd. | 函数信号发生器
EC2170 |  | Electrostatic Voltmeter |  | 7203 | SH Lab |  | I |  | — | SIMT | Disposal | 2000-12-04 |  | RMB | 0 | FE | 静电电压表
EC2171 |  | Digital scale |  | 12036466 | SH Lab | 85#5F-Gauge room | I | 2019-01-02 | 2020-01-01 | JSMI | Closed | 2000-12-11 |  | RMB | 0 | Sartorius | 电子秤
EC2172 |  | Test finger |  |  | SH Lab | 85#5F-Gauge room | II | 2019-03-23 | 2020-03-22 | ES AW | Closed | 2001-02-01 |  | RMB | 600 | ZhenLai | 无关节试验指
EC2173 |  | Test finger |  |  | SH Lab |  | II |  | — |  | Disposal | 2001-02-01 | See EC2230 | RMB | 0 | ZhenLai | 无关节试验指
EC2174 |  | Test finger |  |  | SH Lab | 85#5F-Gauge room | II | 2019-03-23 | 2020-03-22 | ES AW | Closed | 2001-02-01 |  | RMB | 600 | ZhenLai | 无关节试验指
EC2175 |  | Laser radiancy meter |  |  |  |  | I |  | — |  | Disposal | 2001-01-15 | Scrap | RMB | 0 | CCTI | 激光辐射测量仪
EC2176 |  | Test finger |  |  | SH Lab |  | II |  | — |  | Disposal | 2001-02-01 | See EC2230 | RMB | 0 | ZhenLai | 无关节试验指
EC2177 |  | Variable Transformer |  |  | SH Lab | 86#2F-Power supply test lab | III | 2001-02-08 | — |  | Closed | 2001-02-08 |  | RMB | 590 | SH-Regul. Factory | 调压器
EC2178 |  | Variable Transformer |  |  | SH Lab | 86#1F-Endurance test lab | III | 2001-02-08 | — |  | Closed | 2001-02-08 |  | RMB | 590 | SH-Regul. Factory | 调压器
EC2179 |  | Test Corner |  |  | SH Lab | 85#5F-ACCE & LUM test lab | III | 2000-07-15 | — |  | Closed | 2000-07-15 |  | RMB | 1200 | DuQiao | 试验角
EC2180 |  | Digital Resistivity Meter |  |  | SH Lab |  | I |  | — |  | Disposal | 2000-05-10 | Out of service | RMB | 0 | SH TianDa Inst. Co. | 电导率仪
EC2181 |  | Data Acquisition/Switch Unit |  |  | SH Lab | 86#1F-Tools & machinery test lab | II | 2019-07-07 | 2020-07-06 | ES AW | Closed | 2001-01-15 | Agilent BenchLink Data Logger 3版本4.2.00 | RMB | 18000 | Agilent | 数据采集仪
EC2182 |  | Temperature and Humidity Recorder |  | 10006 | SH Lab | 85#5F-Gauge room | I | 2015-02-04 | — | SQI | Out of service | 2001-01-19 | 暂时封存2015.07 | RMB | 980 | Meteorology Instrument Factory | 温湿度记录仪
EC2183 |  | Digital Multimeter |  |  | SH Lab |  | II |  | — | ES JH | Disposal | 2001-02-02 | can't be found | RMB | 3200 | FLUKE | 数字万用表
EC2184 |  | Digital Multimeter |  | 73880300 | SH ACCE | 85#5F-ACCE & LUM test lab | II | 2020-02-26 | 2021-02-25 | EC JZ | Closed | 2001-02-02 |  | RMB | 3200 | FLUKE | 数字万用表
EC2185 |  | Digital Multimeter |  | 74130400 | SH Lab | 86#2F-Power supply test lab | II | 2020-02-26 | — | EC JZ | Damaged | 2001-02-02 |  | RMB | 3200 | FLUKE | 数字万用表
EC2186 |  | AC Linear Power Source |  |  | SH Lab | 86#1F-Tools & machinery test lab | III | 2001-02-23 | — |  | Out of service | 2001-02-23 |  | RMB | 36000 | APC | 交流稳压电源
EC2187 |  | Apparatus for pulling test |  |  | SH Lab | 85#5F-Gauge room | III | 2001-01-15 | — |  | Closed | 2001-01-15 |  | RMB | 7000 | ZhenLai | 拉力试验装置
EC2188 |  | Arrangement for compression test of 24.5 |  |  | SH Lab | 85#5F-Gauge room | III | 2001-01-15 | — |  | Closed | 2001-01-15 |  | RMB | 1100 | DaTong | 压缩试验(24.5)装置
EC2189 |  | Digital Caliper |  | 1100054 | SH Lab | 85#5F-ACCE & LUM test lab | I | 2017-01-23 | — | JSMI | Out of service | 2001-01-11 |  | RMB | 0 | Sha Liang-ren Fa. | 电子数显卡尺
EC2190 |  | Digital Caliper |  |  |  |  | II |  | — |  | Disposal | 2001-01-11 | Scrap | RMB | 0 | Sha Liang-ren Fa. | 电子数显卡尺
EC2191 |  | Digital Caliper |  |  | SH Lab | 85#5F-ACCE & LUM test lab | I | 2008-02-03 | — | SIMT | Disposal | 2001-01-11 | calibrating | RMB | 0 | Sha Liang-ren Fa. | 电子数显卡尺
EC2192 |  | Digital Caliper |  | 1100437 | SH Lab | 86#1F-Tools & machinery test lab | I | 2019-11-07 | 2020-11-06 | JSMI | Closed | 2001-01-11 |  | RMB | 300 | Sha Liang-ren Fa. | 电子数显卡尺
EC2193 |  | Test Corner |  |  |  |  | II |  | — |  | Disposal | 2000-07-15 | Scrap | RMB | 0 | DuQiao | 试验角
EC2194 |  | Data Acquisition/Switch Unit |  |  | SH Lab | 86#3F-Home appliance test lab | II | 2019-09-07 | 2020-09-06 | ES AW | Closed | 2001-01-15 | Agilent BenchLink Data Logger 3版本4.2.00 | RMB | 18000 | Agilent | 数据采集仪
EC2195 |  | Apparatus for spillage test |  |  | SH Lab | 86#1F-Washing M/C test lab | II | 2020-02-15 | 2021-02-14 | ES AW | Closed | 2001-02-19 |  | RMB | 0 | Shanghai Flying | 溢水测试装置
EC2196 |  | Apparatus for incline test |  |  | YY Eng | Yuyao test lab | III | 2001-02-19 | — |  | Closed | 2001-02-19 |  | RMB | 0 | Shanghai Flying | 倾斜试验装置
EC2197 |  | Pull Scale |  | 6043 | SH Lab | 85#5F-Gauge room | I | 2019-03-15 | 2020-03-14 | JSMI | Calibrating | 2001-02-25 | calibrating | RMB | 0 | WiXi DaQishan | 管形拉力计
EC2198 |  | Pull Scale |  | 9911186 | SH Lab | 85#5F-Gauge room | I | 2019-08-09 | 2020-08-08 | JSMI | Closed | 2001-02-25 | calibrating | RMB | 0 | WiXi DaQishan | 管形拉力计
EC2199 |  | AC Hi-Pot tester |  | 385 | XM Lab | Xiamen test lab | I | 2012-04-17 | — | XRCTT | Disposal | 2001-03-01 |  | RMB | 4940 | AnBiao Elec. | 交流耐压仪
EC2200 |  | Apparatus for pressure test on shrouds |  |  | SH Lab | 85#5F-Gauge room | II | 2020-03-07 | 2021-03-06 | ES AW | Closed | 2001-03-23 |  | RMB | 0 | ZhenLai | 护套压缩试验装置
EC2201 |  | Draught-proof enclosure |  |  | SH Lab | 85#5F-ACCE & LUM test lab | III | 2001-02-05 | — |  | Closed | 2001-02-05 |  | RMB | 25000 | Shanghai XinCheng | 防风罩
EC2202 |  | AC Digital Power Meter |  |  | SH Lab |  | I |  | — |  | Disposal | 2001-01-10 | Scrap | RMB | 0 | TIET | 数字交流功率表
EC2203 |  | Apparatus for impact drills(700W) |  |  | SH Lab | 86#1F-Endurance test lab | II | 2020-02-26 | 2021-02-25 | EC JK | Closed | 2001-01-10 |  | RMB | 8400 | TIET | 冲击钻耐久试验台(700W)
EC2204 |  | Apparatus for impact drills(1200W) |  |  | SH Lab | 86#1F-Endurance test lab | II | 2020-02-26 | 2021-02-25 | EC JK | Closed | 2001-01-10 |  | RMB | 8400 | TIET | 冲击钻耐久试验台(1200W)
EC2205 |  | Indicator for test finger |  |  | SH Lab | 86#4F-Multimedia test lab | II |  | — | ES JH | Disposal | 2001-02-28 |  | RMB | 0 | DaTong | 试验指报警器
EC2206 |  | Indicator for test finger |  |  | SH Lab | 85#5F-Gauge room | II | 2019-07-27 | 2020-07-26 | EC JK | Closed | 2001-02-28 |  | RMB | 0 | DaTong | 试验指报警器
EC2207 |  | Device for checking earthing-contact |  |  | SH Lab | 85#5F-Gauge room | II | 2019-05-16 | 2020-05-15 | ES AW | Closed | 2001-05-09 |  | RMB | 0 | ZhenLai | 接地端压力测试装置
EC2208 |  | Fixture for hair dryer |  |  | SH Lab | 86#3F-Home appliance test lab | III | 2001-01-10 | — |  | Closed | 2001-01-10 |  | RMB | 0 | DaTong | 电吹风支架
EC2209 |  | Fixture for hair dryer |  |  | SH Lab | 86#3F-Home appliance test lab | III | 2001-01-10 | — |  | Closed | 2001-01-10 |  | RMB | 0 | DaTong | 电吹风支架
EC2210 |  | Torque tester Turning Moment Apparatus |  |  | SH Lab | 86#2F-Power supply test lab | II | 2020-02-26 | 2021-02-25 | ES AW | Closed | 2001-02-25 |  | RMB | 6816 | ZhenLai | 插头扭矩试验仪
EC2211 |  | Weight |  |  | SH Lab | 86#1F-Garden tools test lab (Ⅰ) | II | 2019-12-08 | 2020-12-07 | EC JK | Closed | 2000-11-19 |  | RMB | 0 | DaTong | 砝码
EC2212 |  | Weight |  |  | SH Lab | 85#5F-ACCE & LUM test lab | III | 2016-12-08 | — | ES CZ | Closed | 2000-11-19 |  | RMB | 0 | DaTong | 砝码
EC2213 |  | Weight |  |  | SH Lab | 86#3F-Heating & motor test lab | II | 2019-12-07 | 2020-12-06 | EC JK | Closed | 2000-11-19 |  | RMB | 0 | DaTong | 砝码
EC2214 |  | Weight |  |  |  |  | II |  | — |  | Disposal | 2000-11-19 | Scrap | RMB | 0 | DaTong | 砝码
EC2215 |  | Load for rotisseries |  |  | SH Lab | 86#3F-Construction test lab (Ⅱ) | II | 2019-12-07 | 2020-12-06 | ES AW | Closed | 2000-11-19 |  | RMB | 0 | DaTong | 烤肉架负载
EC2216 | 1 | Steel Ball |  |  | SH Lab | 86#3F-Home appliance test lab | II | 2019-12-08 | 2020-12-07 | EC JK | Closed | 2000-11-19 | Φ6mm | RMB | 0 | ZhenLai | 钢球
EC2216 | 2 | Steel Ball |  |  | SH Lab | 86#3F-Home appliance test lab | II | 2019-12-08 | 2020-12-07 | EC JK | Closed | 2000-11-19 | Φ12.5mm | RMB | 0 | ZhenLai | 钢球
EC2216 | 3 | Steel Ball |  |  | SH Lab | 86#3F-Home appliance test lab | II | 2019-12-08 | 2020-12-07 | EC JK | Closed | 2000-11-19 | Φ20mm | RMB | 0 | ZhenLai | 钢球
EC2216 | 4 | Steel Ball |  |  | SH Lab | 86#3F-Home appliance test lab | II | 2019-12-08 | 2020-12-07 | EC JK | Closed | 2000-11-19 | Φ50mm | RMB | 0 | ZhenLai | 钢球
EC2217 |  | Test shelf for luminaire |  |  | SH Lab | 85#5F-ACCE & LUM test lab | III | 2001-01-15 | — |  | Closed | 2001-01-15 |  | RMB | 0 | DuQiao | 灯具试验架
EC2218 |  | Test bench for luminaire |  |  | SH Lab | 85#5F-ACCE & LUM test lab | III | 2001-01-15 | — |  | Closed | 2001-01-15 |  | RMB | 0 | DuQiao | 灯具试验台
EC2219 |  | Weight |  |  | SH Lab | 85#5F-ACCE & LUM test lab | II | 2019-11-02 | 2020-11-01 | EC JZ | Closed | 2001-03-20 |  | RMB | 0 | ZhenLai | 砝码
EC2220 |  | Test Probe |  |  | SH Lab | 86#2F-Construction test lab(Ⅰ) | II | 2014-03-08 | — | ES LWF | Out of service | 2001-03-23 |  | RMB | 0 | ZhenLai | 试验棒"a"和“b"
EC2221 |  | Gauge |  |  | SH Lab |  | II |  | — | ES LWF | Disposal | 2001-04-04 |  | RMB | 0 | USA | 量规（BS1363 部 件1&2&3:1995)
EC2222 |  | AC Digital Power Meter |  |  |  |  | II |  | — | ES JH | Disposal | 2001-04-04 | See EC2363 | RMB | 0 | YOKOGAWA | 数字交流功率表
EC2223 |  | Data Acquisition/Switch Unit |  |  | SH Lab | 86#3F-Home appliance test lab | II | 2017-03-09 | — | ES HG | Disposal | 2001-03-10 | Agilent BenchLink Data Logger 3版本4.2.00 | RMB | 18000 | Agilent | 数据采集仪
EC2224 |  | Data Acquisition/Switch Unit |  |  | SH Lab | 86#3F-Home appliance test lab | II | 2019-04-04 | 2020-04-03 | ES AW | Closed | 2001-04-18 | Agilent BenchLink Data Logger 3版本4.2.00 | RMB | 18000 | Agilent | 数据采集仪
EC2224 | 1 | module | 34901A | US37259656 | SH Lab | 86#4F-Multimedia test lab | III | 2002-04-04 | — | ES AW | Closed |  |  | RMB | 18000 | Agilent | 模块
EC2225 |  | Data Acquisition/Switch Unit |  |  | SH Lab | 86#3F-Heating & motor test lab | II |  | — | ES JX | Disposal | 2001-04-18 | DATALOGGER1.4.000512 | RMB | 0 | Agilent | 数据采集仪
EC2226 |  | AC Digital Power Meter |  |  | SH Lab | 85#5F-ACCE & LUM test lab | II | 2020-02-02 | 2021-02-01 | EC JK | Closed | 2000-03-30 |  | RMB | 0 | QingZhi | 数字交流功率表
EC2227 |  | Torque tester for Lamp cap |  |  | SH Lab | 51#7F-LUM test lab | II | 2019-04-17 | 2020-04-16 | ES AW | Closed | 2003-04-21 |  | RMB | 3862 | ZhenLai | 灯头扭力测力装置
EC2228 |  | Variable Transformer |  |  | SH Lab | 86#3F-Heating & motor test lab | III | 2001-04-23 | — |  | Closed | 2001-04-23 |  | RMB | 590 | SH-Regul. Factory | 调压器
EC2229 | 1 | Gauge for Lamphold |  |  | SH Lab | 51#7F-LUM test lab | II | 2019-05-22 | 2020-05-21 | EC JZ | Closed | 2000-12-06 |  | RMB | 0 | 上海振来实业有限公司 | 灯座量规
EC2229 | 10 | Gauge for Lamphold |  |  | SH Lab | 51#7F-LUM test lab | II | 2019-05-22 | 2020-05-21 | EC JZ | Closed | 2000-12-06 |  | RMB | 0 | 上海振来实业有限公司 | 灯座量规
EC2229 | 100 | Gauge for Lamphold |  |  | SH Lab | 51#7F-LUM test lab | II | 2019-06-27 | 2020-06-26 | ES AW | Closed | 2000-12-06 |  | RMB | 0 | 上海振来实业有限公司 | 灯座量规
EC2229 | 101 | Gauge for Lamphold |  |  | SH Lab | 51#7F-LUM test lab | II | 2019-06-27 | 2020-06-26 | ES AW | Closed | 2000-12-06 |  | RMB | 0 | 上海振来实业有限公司 | 灯座量规
EC2229 | 102 | Gauge for Lamphold |  |  | SH Lab | 51#7F-LUM test lab | II | 2019-06-27 | 2020-06-26 | EC JK | Closed | 2000-12-06 |  | RMB | 0 | 上海振来实业有限公司 | 灯座量规
EC2229 | 103 | Gauge for Lamphold |  |  | SH Lab | 51#7F-LUM test lab | II | 2019-06-19 | 2020-06-18 | EC JZ | Closed | 2000-12-06 |  | RMB | 0 | 上海振来实业有限公司 | 灯座量规
EC2229 | 104 | Gauge for Lamphold |  |  | SH Lab | 51#7F-LUM test lab | II | 2019-06-19 | 2020-06-18 | EC JZ | Closed | 2000-12-06 |  | RMB | 0 | 上海振来实业有限公司 | 灯座量规
EC2229 | 105 | Gauge for Lamphold |  |  | SH Lab | 51#7F-LUM test lab | II | 2019-06-19 | 2020-06-18 | EC JK | Closed | 2000-12-06 |  | RMB | 0 | 上海振来实业有限公司 | 灯座量规
EC2229 | 106 | Gauge for Lamphold |  |  | SH Lab | 51#7F-LUM test lab | II | 2019-06-19 | 2020-06-18 | EC JK | Closed | 2000-12-06 |  | RMB | 0 | 上海振来实业有限公司 | 灯座量规
EC2229 | 107 | Gauge for Lamphold |  |  | SH Lab | 51#7F-LUM test lab | II | 2019-08-15 | 2020-08-14 | ES AW | Closed | 2000-12-06 |  | RMB | 0 | 上海振来实业有限公司 | 灯座量规
EC2229 | 108 | Gauge for Lamphold |  |  | SH Lab | 51#7F-LUM test lab | II | 2019-08-15 | 2020-08-14 | ES AW | Closed | 2000-12-06 |  | RMB | 0 | 上海振来实业有限公司 | 灯座量规
EC2229 | 109 | Gauge for Lamphold |  |  | SH Lab | 51#7F-LUM test lab | II | 2019-08-15 | 2020-08-14 | ES AW | Closed | 2000-12-06 |  | RMB | 0 | 上海振来实业有限公司 | 灯座量规
EC2229 | 11 | Gauge for Lamphold |  |  | SH Lab | 51#7F-LUM test lab | II | 2019-08-15 | 2020-08-14 | ES AW | Closed | 2000-12-06 |  | RMB | 0 | 上海振来实业有限公司 | 灯座量规
EC2229 | 110 | Gauge for Lamphold |  |  | SH Lab | 51#7F-LUM test lab | II | 2019-08-15 | 2020-08-14 | ES AW | Closed | 2000-12-06 |  | RMB | 0 | 上海振来实业有限公司 | 灯座量规
EC2229 | 111 | Gauge for Lamphold |  |  | SH Lab | 51#7F-LUM test lab | II | 2019-06-09 | 2020-06-08 | EC JZ | Closed | 2000-12-06 |  | RMB | 0 | 上海振来实业有限公司 | 灯座量规
EC2229 | 112 | Gauge for Lamphold |  |  | SH Lab | 51#7F-LUM test lab | II | 2019-11-02 | 2020-11-01 | EC JZ | Closed | 2000-12-06 |  | RMB | 0 | 上海振来实业有限公司 | 灯座量规
EC2229 | 113 | Gauge for Lamphold |  |  | SH Lab | 51#7F-LUM test lab | II | 2019-09-13 | 2020-09-12 | EC JK | Closed | 2000-12-06 |  | RMB | 0 | 上海振来实业有限公司 | 灯座量规
EC2229 | 114 | Gauge for Lamphold |  |  | SH Lab | 51#7F-LUM test lab | II | 2019-04-30 | 2020-04-29 | EC JZ | Closed | 2000-12-06 |  | RMB | 0 | 上海振来实业有限公司 | 灯座量规
EC2229 | 115 | Gauge for Lamphold |  |  | SH Lab | 51#7F-LUM test lab | II | 2019-08-15 | 2020-08-14 | ES AW | Closed | 2000-12-06 |  | RMB | 0 | 上海振来实业有限公司 | 灯座量规
EC2229 | 116 | Gauge for Lamphold |  |  | SH Lab | 51#7F-LUM test lab | II | 2019-04-27 | 2020-04-26 | EC JZ | Closed | 2000-12-06 |  | RMB | 0 | 上海振来实业有限公司 | 灯座量规
EC2229 | 117 | Gauge for Lamphold |  |  | SH Lab | 51#7F-LUM test lab | II | 2019-04-27 | 2020-04-26 | EC JZ | Closed | 2000-12-06 |  | RMB | 0 | 上海振来实业有限公司 | 灯座量规
EC2229 | 118 | Gauge for Lamphold |  |  | SH Lab | 51#7F-LUM test lab | II | 2019-04-29 | 2020-04-28 | EC JZ | Closed | 2000-12-06 |  | RMB | 0 | 上海振来实业有限公司 | 灯座量规
EC2229 | 119 | Gauge for Lamphold |  |  | SH Lab | 51#7F-LUM test lab | II | 2019-04-29 | 2020-04-28 | EC JZ | Closed | 2000-12-06 |  | RMB | 0 | 上海振来实业有限公司 | 灯座量规
EC2229 | 12 | Gauge for Lamphold |  |  | SH Lab | 51#7F-LUM test lab | II | 2019-12-07 | 2020-12-06 | EC JZ | Closed | 2000-12-06 |  | RMB | 0 | 上海振来实业有限公司 | 灯座量规
EC2229 | 120 | Gauge for Lamphold |  |  | SH Lab | 51#7F-LUM test lab | II | 2019-04-28 | 2020-04-27 | EC JZ | Closed | 2000-12-06 |  | RMB | 0 | 上海振来实业有限公司 | 灯座量规
EC2229 | 121 | Gauge for Lamphold |  |  | SH Lab | 51#7F-LUM test lab | II | 2019-04-28 | 2020-04-27 | EC JZ | Closed | 2000-12-20 |  | RMB | 0 | 上海振来实业有限公司 | 灯座量规
EC2229 | 122 | Gauge for Lamphold |  |  | SH Lab | 51#7F-LUM test lab | II | 2019-04-28 | 2020-04-27 | EC JZ | Closed | 2000-12-20 |  | RMB | 0 | 上海振来实业有限公司 | 灯座量规
EC2229 | 123 | Gauge for Lamphold |  |  | SH Lab | 51#7F-LUM test lab | II | 2019-04-28 | 2020-04-27 | EC JZ | Closed | 2000-12-20 |  | RMB | 0 | 上海振来实业有限公司 | 灯座量规
EC2229 | 124 | Gauge for Lamphold |  |  | SH Lab | 51#7F-LUM test lab | II | 2019-04-28 | 2020-04-27 | EC JZ | Closed | 2000-12-20 |  | RMB | 0 | 上海振来实业有限公司 | 灯座量规
EC2229 | 125 | Gauge for Lamphold |  |  | SH Lab | 51#7F-LUM test lab | II | 2019-04-28 | 2020-04-27 | EC JZ | Closed | 2000-12-20 |  | RMB | 0 | 上海振来实业有限公司 | 灯座量规
EC2229 | 126 | Gauge for Lamphold |  |  | SH Lab | 51#7F-LUM test lab | II | 2019-11-02 | 2020-11-01 | EC JZ | Closed | 2000-12-20 |  | RMB | 0 | 上海振来实业有限公司 | 灯座量规
EC2229 | 127 | Gauge for Lamphold |  |  | SH Lab | 51#7F-LUM test lab | II | 2019-11-02 | 2020-11-01 | EC JZ | Closed | 2000-12-20 |  | RMB | 0 | 上海振来实业有限公司 | 灯座量规
EC2229 | 128 | Gauge for Lamphold |  |  | SH Lab | 51#7F-LUM test lab | I | 2019-01-07 | 2020-01-06 | SIMT | Calibrating | 2000-12-20 |  | RMB | 0 | 上海振来实业有限公司 | 灯座量规
EC2229 | 129 | Gauge for Lamphold |  |  | SH Lab | 85#5F-ACCE & LUM test lab | I |  | — | ES LWF | Disposal | 2003-01-01 |  | RMB | 0 | 上海振来实业有限公司 | 灯座量规
EC2229 | 13 | Gauge for Lamphold |  |  | SH Lab | 51#7F-LUM test lab | II | 2019-07-04 | 2020-07-03 | EC JZ | Closed | 2000-12-20 |  | RMB | 0 | 上海振来实业有限公司 | 灯座量规
EC2229 | 130 | Gauge for Lamphold |  |  | SH Lab | 51#7F-LUM test lab | I | 2019-01-07 | 2020-01-06 | SIMT | Calibrating | 2000-12-20 |  | RMB | 0 | 上海振来实业有限公司 | 灯座量规
EC2229 | 131 | Gauge for Lamphold |  |  | SH Lab | 51#7F-LUM test lab | I | 2019-01-07 | 2020-01-06 | SIMT | Calibrating | 2000-12-20 |  | RMB | 0 | 上海振来实业有限公司 | 灯座量规
EC2229 | 132 | Gauge for Lamphold |  |  | SH Lab | 51#7F-LUM test lab | I | 2019-01-07 | 2020-01-06 | SIMT | Calibrating | 2000-12-20 |  | RMB | 0 | 上海振来实业有限公司 | 灯座量规
EC2229 | 133 | Gauge for Lamphold |  |  | SH Lab | 51#7F-LUM test lab | I | 2019-01-07 | 2020-01-06 | SIMT | Calibrating | 2000-12-20 |  | RMB | 0 | 上海振来实业有限公司 | 灯座量规
EC2229 | 134 | Gauge for Lamphold |  |  | SH Lab | 51#7F-LUM test lab | I | 2019-01-07 | 2020-01-06 | SIMT | Calibrating | 2000-12-20 |  | RMB | 0 | 上海振来实业有限公司 | 灯座量规
EC2229 | 135 | Gauge for Lamphold |  |  | SH Lab | 51#7F-LUM test lab | I | 2019-01-07 | 2020-01-06 | SIMT | Calibrating | 2000-12-20 |  | RMB | 0 | 上海振来实业有限公司 | 灯座量规
EC2229 | 136 | Gauge for Lamphold |  |  | SH Lab | 51#7F-LUM test lab | I | 2019-01-07 | 2020-01-06 | SIMT | Calibrating | 2000-12-20 |  | RMB | 0 | 上海振来实业有限公司 | 灯座量规
EC2229 | 137 | Gauge for Lamphold |  |  | SH Lab | 85#5F-ACCE & LUM test lab | I |  | — | ES LWF | Disposal | 2003-01-01 |  | RMB | 0 | 上海振来实业有限公司 | 灯座量规
EC2229 | 138 | Gauge for Lamphold |  |  | SH Lab | 51#7F-LUM test lab | I | 2019-01-07 | 2020-01-06 | SIMT | Calibrating | 2000-12-20 |  | RMB | 0 | 上海振来实业有限公司 | 灯座量规
EC2229 | 139 | Gauge for Lamphold |  |  | SH Lab | 51#7F-LUM test lab | I | 2019-01-07 | 2020-01-06 | SIMT | Calibrating | 2000-12-20 |  | RMB | 0 | 上海振来实业有限公司 | 灯座量规
EC2229 | 14 | Gauge for Lamphold |  |  | SH Lab | 51#7F-LUM test lab | II | 2019-08-16 | 2020-08-15 | EC JZ | Closed | 2000-12-20 |  | RMB | 0 | 上海振来实业有限公司 | 灯座量规
EC2229 | 140 | Gauge for Lamphold |  |  | SH Lab | 51#7F-LUM test lab | II | 2020-03-02 | 2021-03-01 | EC JK | Closed | 2000-12-20 |  | RMB | 0 | 上海振来实业有限公司 | 灯座量规
EC2229 | 141 | Gauge for Lamphold |  |  | SH Lab | 51#7F-LUM test lab | I | 2019-08-28 | 2020-08-27 | SIMT | Closed | 2000-12-20 |  | RMB | 0 | 上海振来实业有限公司 | 灯座量规
EC2229 | 142 | Gauge for Lamphold |  |  | SH Lab | 51#7F-LUM test lab | I | 2019-08-28 | 2020-08-27 | SIMT | Closed | 2000-12-20 |  | RMB | 0 | 上海振来实业有限公司 | 灯座量规
EC2229 | 143 | Gauge for Lamphold |  |  | SH Lab | 85#5F-ACCE & LUM test lab | I | 2008-06-27 | — | SIMT | Disposal | 2000-12-20 |  | RMB | 0 | 上海振来实业有限公司 | 灯座量规
EC2229 | 144 | Gauge for Lamphold |  |  | SH Lab | 85#5F-ACCE & LUM test lab | I | 2008-06-27 | — | SIMT | Disposal | 2000-12-20 |  | RMB | 0 | 上海振来实业有限公司 | 灯座量规
EC2229 | 15 | Gauge for Lamphold |  |  | SH Lab | 51#7F-LUM test lab | II | 2019-07-12 | 2020-07-11 | EC JZ | Closed | 2000-12-20 |  | RMB | 0 | 上海振来实业有限公司 | 灯座量规
EC2229 | 16 | Gauge for Lamphold |  |  | SH Lab | 51#7F-LUM test lab | II | 2020-03-09 | 2021-03-08 | EC JZ | Closed | 2000-12-20 |  | RMB | 0 | 上海振来实业有限公司 | 灯座量规
EC2229 | 17 | Gauge for Lamphold |  |  | SH Lab | 51#7F-LUM test lab | II | 2019-08-18 | 2020-08-17 | EC JZ | Closed | 2000-12-20 |  | RMB | 0 | 上海振来实业有限公司 | 灯座量规
EC2229 | 18 | Gauge for Lamphold |  |  | SH Lab | 51#7F-LUM test lab | II | 2020-01-19 | 2021-01-18 | EC JZ | Closed | 2000-12-20 |  | RMB | 0 | 上海振来实业有限公司 | 灯座量规
EC2229 | 19 | Gauge for Lamphold |  |  | SH Lab | 51#7F-LUM test lab | II | 2019-11-20 | 2020-11-19 | EC JZ | Closed | 2000-12-20 |  | RMB | 0 | 上海振来实业有限公司 | 灯座量规
EC2229 | 2 | Gauge for Lamphold |  |  | SH Lab | 51#7F-LUM test lab | II | 2019-05-22 | 2020-05-21 | EC JZ | Closed | 2000-12-20 |  | RMB | 0 | 上海振来实业有限公司 | 灯座量规
EC2229 | 20 | Gauge for Lamphold |  |  | SH Lab | 51#7F-LUM test lab | II | 2019-09-13 | 2020-09-12 | EC JK | Closed | 2000-12-20 |  | RMB | 0 | 上海振来实业有限公司 | 灯座量规
EC2229 | 21 | Gauge for Lamphold |  |  | SH Lab | 51#7F-LUM test lab | II | 2020-01-24 | 2021-01-23 | EC JZ | Closed | 2000-12-20 |  | RMB | 0 | 上海振来实业有限公司 | 灯座量规
EC2229 | 22 | Gauge for Lamphold |  |  | SH Lab | 51#7F-LUM test lab | II | 2020-01-16 | 2021-01-15 | EC JK | Closed | 2000-12-20 |  | RMB | 0 | 上海振来实业有限公司 | 灯座量规
EC2229 | 23 | Gauge for Lamphold |  |  | SH Lab | 51#7F-LUM test lab | II | 2020-01-16 | 2021-01-15 | EC JK | Closed | 2000-12-20 |  | RMB | 0 | 上海振来实业有限公司 | 灯座量规
EC2229 | 24 | Gauge for Lamphold |  |  | SH Lab | 51#7F-LUM test lab | II | 2020-01-16 | 2021-01-15 | EC JK | Closed | 2000-12-20 |  | RMB | 0 | 上海振来实业有限公司 | 灯座量规
EC2229 | 25 | Gauge for Lamphold |  |  | SH Lab | 51#7F-LUM test lab | II | 2020-01-16 | 2021-01-15 | EC JK | Closed | 2000-12-20 |  | RMB | 0 | 上海振来实业有限公司 | 灯座量规
EC2229 | 26 | Gauge for Lamphold |  |  | SH Lab | 85#5F-ACCE & LUM test lab | II |  | — | ES LWF | Disposal | 2003-01-01 | scrap | RMB | 0 | 上海振来实业有限公司 | 灯座量规
EC2229 | 27 | Gauge for Lamphold |  |  | SH Lab | 51#7F-LUM test lab | II | 2019-12-07 | 2020-12-06 | EC JZ | Closed | 2000-12-20 |  | RMB | 0 | 上海振来实业有限公司 | 灯座量规
EC2229 | 28 | Gauge for Lamphold |  |  | SH Lab | 51#7F-LUM test lab | II | 2019-09-04 | 2020-09-03 | EC JZ | Closed | 2000-12-20 |  | RMB | 0 | 上海振来实业有限公司 | 灯座量规
EC2229 | 29 | Gauge for Lamphold |  |  | SH Lab | 51#7F-LUM test lab | II | 2020-01-16 | 2021-01-15 | EC JK | Closed | 2000-12-20 |  | RMB | 0 | 上海振来实业有限公司 | 灯座量规
EC2229 | 3 | Gauge for Lamphold |  |  | SH Lab | 51#7F-LUM test lab | II | 2019-05-22 | 2020-05-21 | EC JZ | Closed | 2000-12-20 |  | RMB | 0 | 上海振来实业有限公司 | 灯座量规
EC2229 | 30 | Gauge for Lamphold |  |  | SH Lab | 51#7F-LUM test lab | II | 2019-11-02 | 2020-11-01 | EC JZ | Closed | 2000-12-20 |  | RMB | 0 | 上海振来实业有限公司 | 灯座量规
EC2229 | 31 | Gauge for Lamphold |  |  | SH Lab | 51#7F-LUM test lab | II | 2019-06-07 | 2020-06-06 | EC JZ | Closed | 2000-12-20 |  | RMB | 0 | 上海振来实业有限公司 | 灯座量规
EC2229 | 32 | Gauge for Lamphold |  |  | SH Lab | 51#7F-LUM test lab | II | 2019-06-07 | 2020-06-06 | EC JZ | Closed | 2000-12-20 |  | RMB | 0 | 上海振来实业有限公司 | 灯座量规
EC2229 | 33 | Gauge for Lamphold |  |  | SH Lab | 51#7F-LUM test lab | II | 2019-07-22 | 2020-07-21 | EC JZ | Closed | 2000-12-20 |  | RMB | 0 | 上海振来实业有限公司 | 灯座量规
EC2229 | 34 | Gauge for Lamphold |  |  | SH Lab | 51#7F-LUM test lab | II | 2019-12-07 | 2020-12-06 | EC JZ | Closed | 2000-12-20 |  | RMB | 0 | 上海振来实业有限公司 | 灯座量规
EC2229 | 35 | Gauge for Lamphold |  |  | SH Lab | 51#7F-LUM test lab | II | 2019-07-25 | 2020-07-24 | EC JZ | Closed | 2000-12-20 |  | RMB | 0 | 上海振来实业有限公司 | 灯座量规
EC2229 | 36 | Gauge for Lamphold |  |  | SH Lab | 51#7F-LUM test lab | II | 2019-08-29 | 2020-08-28 | EC JZ | Closed | 2000-12-20 |  | RMB | 0 | 上海振来实业有限公司 | 灯座量规
EC2229 | 37 | Gauge for Lamphold |  |  | SH Lab | 51#7F-LUM test lab | II | 2019-08-29 | 2020-08-28 | EC JZ | Closed | 2000-12-20 |  | RMB | 0 | 上海振来实业有限公司 | 灯座量规
EC2229 | 38 | Gauge for Lamphold |  |  | SH Lab | 51#7F-LUM test lab | II | 2020-01-16 | 2021-01-15 | EC JK | Closed | 2000-12-20 |  | RMB | 0 | 上海振来实业有限公司 | 灯座量规
EC2229 | 39 | Gauge for Lamphold |  |  | SH Lab | 51#7F-LUM test lab | II | 2019-06-20 | 2020-06-19 | ES AW | Closed | 2000-12-20 |  | RMB | 0 | 上海振来实业有限公司 | 灯座量规
EC2229 | 4 | Gauge for Lamphold |  |  | SH Lab | 51#7F-LUM test lab | II | 2019-06-07 | 2020-06-06 | EC JZ | Closed | 2000-12-20 |  | RMB | 0 | 上海振来实业有限公司 | 灯座量规
EC2229 | 40 | Gauge for Lamphold |  |  | SH Lab | 51#7F-LUM test lab | II | 2020-01-16 | 2021-01-15 | EC JK | Closed | 2000-12-20 |  | RMB | 0 | 上海振来实业有限公司 | 灯座量规
EC2229 | 41 | Gauge for Lamphold |  |  | SH Lab | 51#7F-LUM test lab | II | 2020-01-19 | 2021-01-18 | EC JZ | Closed | 2000-12-20 |  | RMB | 0 | 上海振来实业有限公司 | 灯座量规
EC2229 | 42 | Gauge for Lamphold |  |  | SH Lab | 51#7F-LUM test lab | II | 2020-02-16 | 2021-02-15 | ES AW | Closed | 2000-12-20 |  | RMB | 0 | 上海振来实业有限公司 | 灯座量规
EC2229 | 43 | Gauge for Lamphold |  |  | SH Lab | 51#7F-LUM test lab | II | 2019-04-18 | 2020-04-17 | ES AW | Closed | 2000-12-20 |  | RMB | 0 | 上海振来实业有限公司 | 灯座量规
EC2229 | 44 | Gauge for Lamphold |  |  | SH Lab | 51#7F-LUM test lab | II | 2020-02-16 | 2021-02-15 | ES AW | Closed | 2000-12-20 |  | RMB | 0 | 上海振来实业有限公司 | 灯座量规
EC2229 | 45 | Gauge for Lamphold |  |  | SH Lab | 51#7F-LUM test lab | II | 2019-12-07 | 2020-12-06 | EC JZ | Closed | 2000-12-20 |  | RMB | 0 | 上海振来实业有限公司 | 灯座量规
EC2229 | 46 | Gauge for Lamphold |  |  | SH Lab | 51#7F-LUM test lab | II | 2019-06-10 | 2020-06-09 | EC JZ | Closed | 2000-12-20 |  | RMB | 0 | 上海振来实业有限公司 | 灯座量规
EC2229 | 47 | Gauge for Lamphold |  |  | SH Lab | 51#7F-LUM test lab | II | 2019-07-20 | 2020-07-19 | EC JZ | Closed | 2000-12-20 | repairing | RMB | 0 | 上海振来实业有限公司 | 灯座量规
EC2229 | 48 | Gauge for Lamphold |  |  | SH Lab | 51#7F-LUM test lab | II | 2019-07-04 | 2020-07-03 | EC JK | Closed | 2000-12-20 |  | RMB | 0 | 上海振来实业有限公司 | 灯座量规
EC2229 | 49 | Gauge for Lamphold |  |  | SH Lab | 51#7F-LUM test lab | II | 2020-01-20 | 2021-01-19 | EC JZ | Closed | 2000-12-20 |  | RMB | 0 | 上海振来实业有限公司 | 灯座量规
EC2229 | 5 | Gauge for Lamphold |  |  | SH Lab | 51#7F-LUM test lab | II | 2019-06-03 | 2020-06-02 | EC JZ | Closed | 2000-12-20 |  | RMB | 0 | 上海振来实业有限公司 | 灯座量规
EC2229 | 50 | Gauge for Lamphold |  |  | SH Lab | 51#7F-LUM test lab | II | 2019-06-03 | 2020-06-02 | EC JZ | Closed | 2000-12-20 |  | RMB | 0 | 上海振来实业有限公司 | 灯座量规
EC2229 | 51 | Gauge for Lamphold |  |  | SH Lab | 85#5F-ACCE & LUM test lab | II | 2009-06-05 | — | ES LWF | Disposal | 2000-12-20 |  | RMB | 0 | 上海振来实业有限公司 | 灯座量规
EC2229 | 52 | Gauge for Lamphold |  |  | SH Lab | 85#5F-ACCE & LUM test lab | II | 2009-06-05 | — | ES LWF | Disposal | 2000-12-20 |  | RMB | 0 | 上海振来实业有限公司 | 灯座量规
EC2229 | 53 | Gauge for Lamphold |  |  | SH Lab | 85#5F-ACCE & LUM test lab | II | 2009-06-05 | — | ES LWF | Disposal | 2000-12-20 |  | RMB | 0 | 上海振来实业有限公司 | 灯座量规
EC2229 | 54 | Gauge for Lamphold |  |  | SH Lab | 85#5F-ACCE & LUM test lab | II | 2009-06-05 | — | ES LWF | Disposal | 2000-12-20 |  | RMB | 0 | 上海振来实业有限公司 | 灯座量规
EC2229 | 55 | Gauge for Lamphold |  |  | SH Lab | 51#7F-LUM test lab | II | 2019-06-05 | 2020-06-04 | EC JZ | Closed | 2000-12-20 |  | RMB | 0 | 上海振来实业有限公司 | 灯座量规
EC2229 | 56 | Gauge for Lamphold |  |  | SH Lab | 51#7F-LUM test lab | II | 2019-06-05 | 2020-06-04 | EC JZ | Closed | 2000-12-20 |  | RMB | 0 | 上海振来实业有限公司 | 灯座量规
EC2229 | 57 | Gauge for Lamphold |  |  | SH Lab | 51#7F-LUM test lab | II | 2019-06-09 | 2020-06-08 | EC JZ | Closed | 2000-12-20 |  | RMB | 0 | 上海振来实业有限公司 | 灯座量规
EC2229 | 58 | Gauge for Lamphold |  |  | SH Lab | 51#7F-LUM test lab | II | 2019-05-22 | 2020-05-21 | EC JZ | Closed | 2000-12-20 |  | RMB | 0 | 上海振来实业有限公司 | 灯座量规
EC2229 | 59 | Gauge for Lamphold |  |  | SH Lab | 51#7F-LUM test lab | II | 2019-08-15 | 2020-08-14 | ES AW | Closed | 2000-12-20 |  | RMB | 0 | 上海振来实业有限公司 | 灯座量规
EC2229 | 6 | Gauge for Lamphold |  |  | SH Lab | 51#7F-LUM test lab | II | 2019-06-03 | 2020-06-02 | EC JZ | Closed | 2000-12-20 |  | RMB | 0 | 上海振来实业有限公司 | 灯座量规
EC2229 | 60 | Gauge for Lamphold |  |  | SH Lab | 51#7F-LUM test lab | II | 2019-08-15 | 2020-08-14 | ES AW | Closed | 2000-12-20 |  | RMB | 0 | 上海振来实业有限公司 | 灯座量规
EC2229 | 61 | Gauge for Lamphold |  |  | SH Lab | 51#7F-LUM test lab | II | 2019-05-22 | 2020-05-21 | EC JZ | Closed | 2000-12-20 |  | RMB | 0 | 上海振来实业有限公司 | 灯座量规
EC2229 | 62 | Gauge for Lamphold |  |  | SH Lab | 51#7F-LUM test lab | II | 2019-08-17 | 2020-08-16 | EC JZ | Closed | 2000-12-20 |  | RMB | 0 | 上海振来实业有限公司 | 灯座量规
EC2229 | 63 | Gauge for Lamphold |  |  | SH Lab | 51#7F-LUM test lab | II | 2019-09-13 | 2020-09-12 | EC JK | Closed | 2000-12-20 |  | RMB | 0 | 上海振来实业有限公司 | 灯座量规
EC2229 | 64 | Gauge for Lamphold |  |  | SH Lab | 51#7F-LUM test lab | II | 2019-08-18 | 2020-08-17 | EC JZ | Closed | 2000-12-20 |  | RMB | 0 | 上海振来实业有限公司 | 灯座量规
EC2229 | 65 | Gauge for Lamphold |  |  | SH Lab | 51#7F-LUM test lab | II | 2019-08-29 | 2020-08-28 | EC JZ | Closed | 2000-12-20 |  | RMB | 0 | 上海振来实业有限公司 | 灯座量规
EC2229 | 66 | Gauge for Lamphold |  |  | SH Lab | 51#7F-LUM test lab | II | 2019-08-03 | 2020-08-02 | EC JZ | Closed | 2000-12-20 |  | RMB | 0 | 上海振来实业有限公司 | 灯座量规
EC2229 | 67 | Gauge for Lamphold |  |  | SH Lab | 51#7F-LUM test lab | II | 2019-08-03 | 2020-08-02 | EC JZ | Closed | 2000-12-20 |  | RMB | 0 | 上海振来实业有限公司 | 灯座量规
EC2229 | 68 | Gauge for Lamphold |  |  | SH Lab | 51#7F-LUM test lab | II | 2019-08-03 | 2020-08-02 | EC JZ | Closed | 2000-12-20 |  | RMB | 0 | 上海振来实业有限公司 | 灯座量规
EC2229 | 69 | Gauge for Lamphold |  |  | SH Lab | 51#7F-LUM test lab | II | 2019-08-03 | 2020-08-02 | EC JZ | Closed | 2000-12-20 |  | RMB | 0 | 上海振来实业有限公司 | 灯座量规
EC2229 | 7 | Gauge for Lamphold |  |  | SH Lab | 51#7F-LUM test lab | II | 2019-06-03 | 2020-06-02 | EC JZ | Closed | 2000-12-20 |  | RMB | 0 | 上海振来实业有限公司 | 灯座量规
EC2229 | 70 | Gauge for Lamphold |  |  | SH Lab | 51#7F-LUM test lab | II | 2019-08-03 | 2020-08-02 | EC JZ | Closed | 2000-12-20 |  | RMB | 0 | 上海振来实业有限公司 | 灯座量规
EC2229 | 71 | Gauge for Lamphold |  |  | SH Lab | 51#7F-LUM test lab | II | 2019-08-03 | 2020-08-02 | EC JZ | Closed | 2000-12-20 |  | RMB | 0 | 上海振来实业有限公司 | 灯座量规
EC2229 | 72 | Gauge for Lamphold |  |  | SH Lab | 51#7F-LUM test lab | I | 2019-01-07 | 2020-01-06 | SIMT | Calibrating | 2000-12-20 |  | RMB | 0 | 上海振来实业有限公司 | 灯座量规
EC2229 | 73 | Gauge for Lamphold |  |  | SH Lab | 51#7F-LUM test lab | I | 2019-01-07 | 2020-01-06 | SIMT | Calibrating | 2000-12-20 |  | RMB | 0 | 上海振来实业有限公司 | 灯座量规
EC2229 | 74 | Gauge for Lamphold |  |  | SH Lab | 51#7F-LUM test lab | I | 2019-01-07 | 2020-01-06 | SIMT | Calibrating | 2000-12-20 |  | RMB | 0 | 上海振来实业有限公司 | 灯座量规
EC2229 | 75 | Gauge for Lamphold |  |  | SH Lab | 51#7F-LUM test lab | I | 2019-01-07 | 2020-01-06 | SIMT | Calibrating | 2000-12-20 |  | RMB | 0 | 上海振来实业有限公司 | 灯座量规
EC2229 | 76 | Gauge for Lamphold |  |  | SH Lab | 51#7F-LUM test lab | II | 2020-01-20 | 2021-01-19 | EC JZ | Closed | 2000-12-20 |  | RMB | 0 | 上海振来实业有限公司 | 灯座量规
EC2229 | 77 | Gauge for Lamphold |  |  | SH Lab | 51#7F-LUM test lab | II | 2019-11-21 | 2020-11-20 | EC JZ | Closed | 2000-12-20 |  | RMB | 0 | 上海振来实业有限公司 | 灯座量规
EC2229 | 78 | Gauge for Lamphold |  |  | SH Lab | 51#7F-LUM test lab | II | 2020-03-09 | 2021-03-08 | EC JZ | Closed | 2000-12-20 |  | RMB | 0 | 上海振来实业有限公司 | 灯座量规
EC2229 | 79 | Gauge for Lamphold |  |  | SH Lab | 51#7F-LUM test lab | II | 2019-11-21 | 2020-11-20 | EC JZ | Closed | 2000-12-20 |  | RMB | 0 | 上海振来实业有限公司 | 灯座量规
EC2229 | 8 | Gauge for Lamphold |  |  | SH Lab | 51#7F-LUM test lab | II | 2019-06-06 | 2020-06-05 | EC JZ | Closed | 2000-12-20 |  | RMB | 0 | 上海振来实业有限公司 | 灯座量规
EC2229 | 80 | Gauge for Lamphold |  |  | SH Lab | 51#7F-LUM test lab | II | 2019-11-21 | 2020-11-20 | EC JZ | Closed | 2000-12-20 |  | RMB | 0 | 上海振来实业有限公司 | 灯座量规
EC2229 | 81 | Gauge for Lamphold |  |  | SH Lab | 51#7F-LUM test lab | II | 2019-11-21 | 2020-11-20 | EC JZ | Closed | 2000-12-20 |  | RMB | 0 | 上海振来实业有限公司 | 灯座量规
EC2229 | 82 | Gauge for Lamphold |  |  | SH Lab | 51#7F-LUM test lab | II | 2019-11-21 | 2020-11-20 | EC JZ | Closed | 2000-12-20 |  | RMB | 0 | 上海振来实业有限公司 | 灯座量规
EC2229 | 83 | Gauge for Lamphold |  |  | SH Lab | 51#7F-LUM test lab | II | 2019-11-21 | 2020-11-20 | EC JZ | Closed | 2000-12-20 |  | RMB | 0 | 上海振来实业有限公司 | 灯座量规
EC2229 | 84 | Gauge for Lamphold |  |  | SH Lab | 51#7F-LUM test lab | II | 2019-11-21 | 2020-11-20 | EC JZ | Closed | 2000-12-20 |  | RMB | 0 | 上海振来实业有限公司 | 灯座量规
EC2229 | 85 | Gauge for Lamphold |  |  | SH Lab | 51#7F-LUM test lab | II | 2019-11-21 | 2020-11-20 | EC JZ | Closed | 2000-12-20 |  | RMB | 0 | 上海振来实业有限公司 | 灯座量规
EC2229 | 86 | Gauge for Lamphold |  |  | SH Lab | 51#7F-LUM test lab | II | 2020-03-09 | 2021-03-08 | EC JZ | Closed | 2000-12-20 | （Old one has be damage,new ) | RMB | 0 | 上海振来实业有限公司 | 灯座量规
EC2229 | 87 | Gauge for Lamphold |  |  | SH Lab | 51#7F-LUM test lab | II | 2020-03-09 | 2021-03-08 | EC JZ | Closed | 2000-12-20 | （Old one has be damage,new ) | RMB | 0 | 上海振来实业有限公司 | 灯座量规
EC2229 | 88 | Gauge for Lamphold |  |  | SH Lab | 51#7F-LUM test lab | II | 2020-03-09 | 2021-03-08 | EC JZ | Closed | 2000-12-20 | （Old one has be damage,new ) | RMB | 0 | 上海振来实业有限公司 | 灯座量规
EC2229 | 89 | Gauge for Lamphold |  |  | SH Lab | 51#7F-LUM test lab | II | 2019-07-04 | 2020-07-03 | EC JZ | Closed | 2000-12-20 |  | RMB | 0 | 上海振来实业有限公司 | 灯座量规
EC2229 | 9 | Gauge for Lamphold |  |  | SH Lab | 51#7F-LUM test lab | II | 2019-05-22 | 2020-05-21 | EC JZ | Closed | 2000-12-20 |  | RMB | 0 | 上海振来实业有限公司 | 灯座量规
EC2229 | 90 | Gauge for Lamphold |  |  | SH Lab | 51#7F-LUM test lab | II | 2019-06-10 | 2020-06-09 | EC JZ | Closed | 2000-12-20 |  | RMB | 0 | 上海振来实业有限公司 | 灯座量规
EC2229 | 91 | Gauge for Lamphold |  |  | SH Lab | 51#7F-LUM test lab | II | 2019-11-21 | 2020-11-20 | EC JZ | Closed | 2000-12-20 | used with EC2831 | RMB | 0 | 上海振来实业有限公司 | 灯座量规
EC2229 | 92 | Gauge for Lamphold |  |  | SH Lab | 85#5F-ACCE & LUM test lab | II | 2010-07-04 | — | ES LWF | Damaged | 2000-12-20 | used with EC2831 | RMB | 0 | 上海振来实业有限公司 | 灯座量规
EC2229 | 93 | Gauge for Lamphold |  |  | SH Lab | 51#7F-LUM test lab | II | 2020-01-20 | 2021-01-19 | EC JZ | Closed | 2000-12-20 |  | RMB | 0 | 上海振来实业有限公司 | 灯座量规
EC2229 | 94 | Gauge for Lamphold |  |  | SH Lab | 51#7F-LUM test lab | II | 2020-01-20 | 2021-01-19 | EC JZ | Closed | 2000-12-20 |  | RMB | 0 | 上海振来实业有限公司 | 灯座量规
EC2229 | 95 | Gauge for Lamphold |  |  | SH Lab | 51#7F-LUM test lab | II | 2020-01-20 | 2021-01-19 | EC JZ | Closed | 2000-12-20 |  | RMB | 0 | 上海振来实业有限公司 | 灯座量规
EC2229 | 96 | Gauge for Lamphold |  |  | SH Lab | 51#7F-LUM test lab | II | 2020-01-20 | 2021-01-19 | EC JZ | Closed | 2000-12-20 |  | RMB | 0 | 上海振来实业有限公司 | 灯座量规
EC2229 | 97 | Gauge for Lamphold |  |  | SH Lab | 51#7F-LUM test lab | II | 2020-01-20 | 2021-01-19 | EC JZ | Closed | 2000-12-20 |  | RMB | 0 | 上海振来实业有限公司 | 灯座量规
EC2229 | 98 | Gauge for Lamphold |  |  | SH Lab | 51#7F-LUM test lab | II | 2020-01-20 | 2021-01-19 | EC JZ | Closed | 2000-12-20 |  | RMB | 0 | 上海振来实业有限公司 | 灯座量规
EC2229 | 99 | Gauge for Lamphold |  |  | SH Lab | 51#7F-LUM test lab | II | 2019-06-27 | 2020-06-26 | EC JK | Closed | 2000-12-20 |  | RMB | 0 | 上海振来实业有限公司 | 灯座量规
EC2230 |  | Test probe & test finger |  |  | SH Lab | 86#4F-Multimedia test lab | II | 2019-04-23 | 2020-04-22 | ES AW | Closed | 2005-01-12 |  | RMB | 1500 | ZhenLai | 试验探棒
EC2231 |  | Current Probe |  |  | SH Lab | 86#3F-Home appliance test lab | II |  | — |  | Disposal | 2001-04-04 | See EC2363 | RMB | 1500 | AEMC | 电流探头
EC2232 |  | Current Probe |  |  | SH Lab | 86#3F-Home appliance test lab | II |  | — |  | Disposal | 2001-04-04 | See EC2363 | RMB | 1500 | AEMC | 电流探头
EC2233 |  | Thermometer |  |  | SH Lab | 86#3F-Home appliance test lab | II |  | — |  | Disposal | 2001-04-04 | Return to USA | RMB | 1500 | AEMC | 点温计
EC2234 |  | Variable Transformer |  |  | SH Lab | 85#5F-ACCE & LUM test lab | III | 2001-04-24 | — |  | Closed | 2001-04-24 |  | RMB | 1500 | SH-Regul. Factory | 调压器
EC2235 |  | SS4280834 SE19a Operation Apparatus |  |  | SH Lab | 85#5F-Gauge room | II | 2020-03-10 | 2021-03-09 | EC JK | Closed | 2001-05-09 |  | RMB | 500 | ZhenLai | SS4280834 SE19a 操作设备
EC2236 |  | One-Dimensional Universal Translation Trolley By Electric Control |  |  | SH Lab | 85#5F-ACCE & LUM test lab | III | 2001-05-08 | — |  | Disposal | 2001-05-08 |  | RMB | 12100 | BeiJing ZhuoLiHanGuang Instrument Co.,Ltd | 一维普及型电控平移台
EC2237 |  | Air Compressors |  |  | SH Lab | 85#5F-ACCE & LUM test lab | III | 2000-11-15 | — |  | Closed | 2000-11-15 |  | RMB | 4945 | PUMA | 空气压缩机
EC2238 |  | Clamp For Dynamometer |  |  | SH Lab | 86#1F-Tools & machinery test lab | III | 2001-04-06 | — |  | Closed | 2001-04-06 |  | RMB | 5700 | HaiMen | 测功机夹具
EC2239 |  | Digital Caliper |  | 1021962 | SH Lab | 85#5F-Gauge room | I | 2010-04-09 | — | SIMT | Out of service | 2002-01-29 |  | RMB | 280 | Sha Liang-ren Fa. | 电子数显卡尺
EC2240 |  | Digital Caliper |  |  | SH Lab | 86#4F-Multimedia test lab | I |  | — |  | Disposal | 2001-04-20 | Scrap | RMB | 280 | Sha Liang-ren Fa. | 电子数显卡尺
EC2241 |  | Test probe |  |  | CN FAC | 86#4F-Calibration room | II |  | — |  | Disposal | 2001-01-10 | Scrap | RMB | 1000 | ZhenLai | IEC61010试验探棒
EC2242 |  | Slide-Wire Resistor |  |  | SH Lab | 85#5F-ACCE & LUM test lab | III | 2001-05-24 | — |  | Closed | 2001-05-24 |  | RMB | 1860 | QiuJing | 滑线变阻器
EC2243 |  | AC/DC Digital Power Meter |  |  | SH Lab | 85#5F-ACCE & LUM test lab | II | 2016-02-13 | — | ES CZ | Disposal | 2001-05-10 | AC/DC | RMB | 2700 | QingZhi | 数字交直流功率表
EC2244 |  | Variable Transformer |  |  | SH Lab | 85#5F-ACCE & LUM test lab | III | 2001-05-30 | — |  | Closed | 2001-05-30 |  | RMB | 1240 | SH-Regul. Factory | 调压器
EC2245 |  | Test Corner |  |  | SH Lab | 85#5F-ACCE & LUM test lab | II |  | — |  | Disposal | 2000-07-15 | Scrap | RMB | 1200 | DuQiao | 试验角
EC2246 |  | Test Corner |  |  | SH Lab | 85#5F-ACCE & LUM test lab | II |  | — |  | Disposal | 2000-07-15 | Scrap | RMB | 1200 | DuQiao | 试验角
EC2247 |  | AC Digital Power Meter |  |  | SH Lab | 86#2F-Power supply test lab | I |  | — | SIMT | Disposal | 2001-06-04 | will repaired | RMB | 2220 | QingZhi | 数字交流功率表
EC2248 |  | AC Digital Power Meter |  |  | SH Lab | 85#5F-ACCE & LUM test lab | II | 2011-05-22 | — | ES JH | Disposal | 2001-06-04 |  | RMB | 2850 | QingZhi | 数字交流功率表
EC2249 |  | Push-pull scale |  | 102506 | SH Lab | 51#7F-LUM test lab | I | 2019-05-30 | 2020-05-29 | JSMI | Closed | 2001-06-01 |  | RMB | 2950 | IMADA | 推拉力计
EC2250 |  | DFIS Digital Force Instruments |  | B38310 | SH Lab | 85#5F-ACCE & LUM test lab | I | 2016-08-01 | — | SIMT | Disposal | 2001-06-01 |  | RMB | 11500 | AMETEK | DFIS 数显推拉力表
EC2251 |  | Variable Transformer |  |  | SH Lab | 85#5F-ACCE & LUM test lab | III | 2001-06-25 | — |  | Disposal | 2001-06-25 | Scrap | RMB | 590 | SH-Regul. Factory | 调压器
EC2252 |  | AC Leakage Current Tester | 7611 |  | SH Lab | 86#3F-Home appliance test lab | I |  | — | JSMI | Disposal | 2001-06-26 | cal. Result: ±5% | RMB | 20000 | EXTECH | 交流泄漏电流测试仪
EC2253 |  | Click Meter |  | 55100115100 | SH Lab | 86#4F-EMC test lab | I | 2012-08-20 | — | SIMT | Disposal | 2001-06-26 |  | RMB | 25090 | AFJ International | Click 表
EC2254 |  | Emc Analyzer |  | US40240228 | SH Lab | 86#4F-EMC test lab | I | 2019-07-12 | 2020-07-11 | SIMT | Closed | 2001-06-26 | reference level:out of tolerance | USD | 33421 | Agilent | Emc 分析仪
EC2255 |  | Infrared Photoelectric Converter |  |  | SH Lab | 86#1F-Tools & machinery test lab | III | 2001-07-09 | — |  | Closed | 2001-07-09 | See EC2331 | RMB | 60 | Tuozhong | 红外光电转换器
EC2256 |  | Insertion Probe for Lighting Chains |  |  | SH Lab | 51#7F-LUM test lab | II | 2019-07-21 | 2020-07-20 | EC JK | Closed | 2001-07-20 |  | RMB | 1000 | ZhenLai | 绳灯插入试验探棒
EC2257 |  | Apparatus for winding a flexible pipe |  |  | SH Lab | 86#1F-General test lab | III | 2001-07-06 | — |  | Closed | 2001-07-06 |  | RMB | 500 | DaTong | 绳灯弯曲试验装置
EC2258 |  | AC Linear Power Source |  |  | SH Lab | 86#2F-Power supply test lab | III | 2001-08-13 | — |  | Closed | 2001-08-13 |  | RMB | 36000 | APC | 交流稳压电源
EC2259 |  | AC Linear Power Source |  |  | SH Lab | 51#7F-CM test lab | III | 2001-08-13 | — |  | Closed | 2001-08-13 |  | RMB | 36000 | APC | 交流稳压电源
EC2260 |  | Data Acquisition/Switch Unit |  |  | SH Lab | 86#2F-Power supply test lab | II |  | — | ES JX | Disposal | 2001-08-08 | Transfer to HZ DATALOGGER1.4.000512 | RMB | 18000 | Agilent | 数据采集仪
EC2261 |  | Data Acquisition/Switch Unit |  |  | SH Lab | 51#7F-LUM test lab | II | 2019-08-10 | 2020-08-09 | ES AW | Closed | 2001-08-08 | Agilent BenchLink Data Logger 3版本4.2.00 | RMB | 18000 | Agilent | 数据采集仪
EC2262 |  | Data Acquisition/Switch Unit |  |  | SH Lab | 86#4F-Multimedia test lab | II | 2016-08-11 | — | ES HG | Can not be found | 2001-08-08 | Agilent BenchLink Data Logger 3版本4.2.00 | RMB | 18000 | Agilent | 数据采集仪
EC2263 |  | Data Acquisition/Switch Unit |  |  | SH Lab | 86#3F-Heating & motor test lab | II | 2019-08-28 | 2020-08-27 | ES AW | Closed | 2001-08-08 | Agilent BenchLink Data Logger 3版本4.2.00 | RMB | 18000 | Agilent | 数据采集仪
EC2264 |  | Test Corner |  |  | SH Lab | 86#3F-Heating & motor test lab | II |  | — |  | Disposal | 2001-08-20 | Scrap | RMB | 1000 | YaQu | 试验角
EC2265 |  | Test Corner |  |  | XM Lab | Xiamen test lab | III | 2001-08-20 | — |  | Out of service | 2001-08-20 |  | RMB | 1000 | YaQu | 试验角
EC2266 |  | Test Corner |  |  | SH Lab | 86#4F-Multimedia test lab | II |  | — |  | Disposal | 2001-08-20 | Scrap | RMB | 1000 | YaQu | 试验角
EC2267 |  | Test Corner |  |  | SH Lab | 86#4F-Multimedia test lab | II |  | — |  | Disposal | 2001-08-20 | Scrap | RMB | 1000 | YaQu | 试验角
EC2268 |  | Test Corner |  |  | SH Lab | 86#4F-Multimedia test lab | II |  | — |  | Disposal | 2001-08-20 | Scrap | RMB | 1000 | YaQu | 试验角
EC2269 |  | Test Corner |  |  | SH Lab | 86#4F-Multimedia test lab | III | 2001-08-20 | — |  | Closed | 2001-08-20 |  | RMB | 1000 | YaQu | 试验角
EC2270 |  | Test Corner |  |  | SH Lab | 86#3F-Construction test lab (Ⅱ) | II |  | — |  | Disposal | 2001-08-20 | Scrap | RMB | 1000 | YaQu | 试验角
EC2271 |  | Test Corner |  |  | SH Lab | 86#3F-Construction test lab (Ⅱ) | II |  | — |  | Disposal | 2001-08-20 | Scrap | RMB | 1000 | YaQu | 试验角
EC2272 |  | Exposure Rate Measuring System |  | 106545 | SH Lab | 86#4F-Multimedia test lab | I | 2013-10-15 | — | SIMT | Disposal | 2001-08-10 |  | USD | 4750 | IRM | 辐射剂量率仪
EC2273 |  | DC Linear Power Source |  |  | SH Lab | 85#5F-ACCE & LUM test lab | III | 2001-07-28 | — |  | Closed | 2001-07-28 |  | USD | 2480 | Power Ten,Inc. | 直流稳压电源
EC2274 |  | Air Compressors |  |  | SH Lab | 86#1F-Tools & machinery test lab | III | 2001-08-20 | — |  | Closed | 2001-08-20 |  | RMB | 920 | PUMA | 空气压缩机
EC2275 |  | Colour TV Pattern Generator |  | 7 | SH Lab | 86#4F-Multimedia test lab | I | 2007-04-30 | — | SIMT | Disposal | 2001-09-28 | calibrating | RMB | 22000 | AE | 彩色电视信号发生器
EC2276 |  | AC Load |  |  | CN FAC | 86#4F-Calibration room | III | 2001-08-20 | — |  | Closed | 2001-08-20 |  | RMB | 15000 | QiuJing | 开关电寿命试验用AC负载箱
EC2277 |  | AC Digital Power Meter |  |  | SH Lab | 86#4F-Multimedia test lab | II | 2019-08-22 | 2020-08-21 | EC JK | Closed | 2001-08-20 | AC | RMB | 1920 | QingZhi | 数字交流功率表
EC2278 |  | AC Digital Power Meter |  |  | SH Lab | 86#3F-Home appliance test lab | II | 2019-09-05 | 2020-09-04 | EC JK | Closed | 2001-08-20 | AC | RMB | 1920 | QingZhi | 数字交流功率表
EC2279 |  | AC Digital Power Meter |  |  | SH Lab | 86#3F-Heating & motor test lab | II | 2019-09-05 | 2020-09-04 | EC JK | Closed | 2001-08-20 |  | RMB | 1920 | QingZhi | 数字交流功率表
EC2280 |  | AC Digital Power Meter |  |  | SH Lab | 86#4F-Multimedia test lab | II | 2019-08-08 | 2020-08-07 | EC JK | Closed | 2001-08-20 | AC | RMB | 1920 | QingZhi | 数字交流功率表
EC2281 |  | AC Digital Power Meter |  |  | SH Lab | 86#2F-Power supply test lab | II | 2007-08-22 | — | ES JH | Disposal | 2001-08-20 | AC | RMB | 2700 | QingZhi | 数字交流功率表
EC2282 |  | AC/DC Digital Power Meter |  |  | SH Lab | 85#5F-ACCE & LUM test lab | II | 2019-09-22 | 2020-09-21 | EC JK | Closed | 2001-08-20 |  | RMB | 2850 | QingZhi | 数字交直流功率表
EC2283 |  | AC/DC Digital Power Meter |  |  | SH Lab | 86#3F-Training equipment test lab | II | 2016-11-23 | — | ES CZ | Disposal | 2001-08-20 |  | RMB | 2850 | QingZhi | 数字交直流功率表
EC2284 |  | AC/DC Digital Power Meter |  |  | SH Lab | 86#3F-Heating & motor test lab | II | 2019-09-18 | 2020-09-17 | EC JK | Closed | 2001-08-20 | AC | RMB | 2350 | QingZhi | 数字交直流功率表
EC2285 |  | Reel Machine for vacuum cleaner |  |  | SH Lab | 86#1F-General test lab | II | 2019-12-01 | 2020-11-30 | ES AW | Closed | 2001-09-10 |  | RMB | 2200 | YaQu | 真空吸尘器拉伸试验台
EC2286 |  | Test probe |  |  | SH Lab | 51#7F-LUM test lab | II | 2019-05-25 | 2020-05-24 | EC JZ | Closed | 2001-05-25 |  | RMB | 1000 | ZhenLai | IEC61010试验探棒
EC2287 |  | Test probe |  |  | SH Lab | 51#7F-LUM test lab | II | 2019-05-25 | 2020-05-24 | EC JZ | Closed | 2001-05-25 |  | RMB | 1000 | ZhenLai | IEC61010试验探棒
EC2288 |  | Impact Header |  |  | SH Lab | 86#3F-Construction test lab (Ⅱ) | II | 2019-06-30 | 2020-06-29 | ES AW | Closed | 2001-07-10 |  | RMB | 1000 | ZhenLai | 冲击头
EC2289 |  | IE-20B Pink & White Noise Generator |  | 3501H174 | SH Lab | 86#4F-EMC test lab | I | 2012-12-11 | — | JSMI | Disposal | 2001-09-12 |  | USD | 944 | Ivie | IE-20B 粉红及白噪声发生器
EC2290 |  | IE-20B Pink & White Noise Generator |  |  | SH Lab | 86#4F-Multimedia test lab | I | 2007-10-26 | — | SIMT | Disposal | 2001-09-12 |  | USD | 944 | Ivie | IE-20B 粉红及白噪声发生器
EC2291 |  | Apparatus for testing plug cover fix screws |  |  | SH Lab | 85#5F-Gauge room | III | 2001-08-15 | — |  | Closed | 2001-08-15 |  | RMB | 3600 | Shanghai Generator Fac. | 插座螺丝安装孔试验装置
EC2292 |  | Steel plate |  |  | SH Lab | 85#5F-Gauge room | II | 2019-09-08 | 2020-09-07 | EC JZ | Closed | 2001-08-15 |  | RMB | 3600 | Test apparatus for temperature rise test | 套板
EC2293 |  | Solid link for test on fuse clips |  |  | SH Lab | 85#5F-ACCE & LUM test lab | II |  | — |  | Disposal | 2001-08-15 | can't be found | RMB | 3600 | Shanghai Generator Fac. | 保险丝座用实心保险丝
EC2294 |  | Test apparatus for temperature rise test |  |  | SH Lab | 85#5F-ACCE & LUM test lab | III | 2001-08-15 | — |  | Closed | 2001-08-15 |  | RMB | 3600 | Shanghai Generator Fac. | 温升试验用装置
EC2294 | 1 | Gauge(BS1363 PART1 FIG.17b) |  |  | SH ACCE | 85#5F-ACCE & LUM test lab | II | 2020-02-21 | 2021-02-20 | ES AW | Closed |  |  | RMB | 3600 | 上海强坤机械制造有限公司 | Gauge(BS1363 PART1 FIG.17b)
EC2295 |  | Test apparatus for temperature rise test |  |  | SH Lab | 85#5F-Gauge room | III | 2001-08-15 | — |  | Closed | 2001-08-15 |  | RMB | 3600 | Shanghai Generator Fac. | 温升试验用装置
EC2295 | 1 | Gauge(BS1363 PART1 FIG.17b) |  |  | SH ACCE | 85#5F-ACCE & LUM test lab | II | 2020-02-21 | 2021-02-20 | ES AW | Closed |  |  | RMB | 3600 | 上海强坤机械制造有限公司 | Gauge(BS1363 PART1 FIG.17b)
EC2296 |  | Test apparatus for temperature rise test |  |  | SH Lab | 85#5F-Gauge room | III | 2001-08-15 | — |  | Closed | 2001-08-15 |  | RMB | 3600 | Shanghai Generator Fac. | 温升试验用装置
EC2296 | 1 | Gauge(BS1363 PART1 FIG.17b) |  |  | SH ACCE | 85#5F-ACCE & LUM test lab | II | 2020-02-21 | 2021-02-20 | ES AW | Closed |  |  | RMB | 3600 | 上海强坤机械制造有限公司 | Gauge(BS1363 PART1 FIG.17b)
EC2297 |  | Apparatus for abrasion test on insulating sleeves of plug pins |  |  | SH ACCE | 85#5F-ACCE & LUM test lab | II | 2020-03-07 | 2021-03-06 | ES AW | Closed | 2001-08-15 |  | RMB | 1500 | Shanghai Generator Fac. | 插头磨损试验装置
EC2297 | 1 | One-Dimensional Universal Translation Trolley By Electric Control |  |  | SH ACCE | 85#5F-ACCE & LUM test lab | II | 2020-03-07 | 2021-03-06 | ES AW | Closed | 2010-05-10 14:08 |  | RMB | 4000 |  | 一维普及型电控平移台
EC2298 |  | Test pin |  |  | SH Lab | 85#5F-Gauge room | II | 2019-11-02 | 2020-11-01 | EC JZ | Closed | 2001-08-15 |  | RMB | 3600 | Shanghai Generator Fac. | 试验销
EC2299 |  | Apparatus for torsion test on pins |  |  | SH Lab | 85#5F-ACCE & LUM test lab | III | 2001-08-15 | — |  | Disposal | 2001-08-15 |  | RMB | 300 | Shanghai Generator Fac. | 插头扭矩试验装置
EC2300 |  | Calibrated fuselink |  |  | SH ACCE | 85#5F-ACCE & LUM test lab | II | 2013-12-31 | — | ES LLS | Out of service | 2001-09-06 |  | USD | 260 | B.P.Instruments | 标准保险丝
EC2301 |  | Slide-Wire Resistor |  |  | SH Lab | 86#1F-Garden tools test lab (Ⅰ) | III | 2001-09-12 | — |  | Closed | 2001-09-12 |  | RMB | 3240 | QiuJing | 滑线变阻器
EC2302 |  | Slide-Wire Resistor |  |  | SH Lab | 86#1F-Garden tools test lab (Ⅰ) | III | 2001-09-12 | — |  | Closed | 2001-09-12 |  | RMB | 3240 | QiuJing | 滑线变阻器
EC2303 |  | Slide-Wire Resistor |  |  | SH Lab | 85#5F-ACCE & LUM test lab | III | 2001-09-12 | — |  | Closed | 2001-09-12 |  | RMB | 1530 | QiuJing | 滑线变阻器
EC2304 |  | Slide-Wire Resistor |  |  | SH Lab | 86#2F-Power supply test lab | III | 2001-09-12 | — |  | Closed | 2001-09-12 |  | RMB | 1530 | QiuJing | 滑线变阻器
EC2305 |  | Test chain |  |  | SH Lab | 85#5F-Gauge room | III | 2001-09-10 | — |  | Closed | 2001-09-10 |  | RMB | 1000 | ZhenLai | 试验链
EC2306 |  | Axis numerical value controller |  |  | SH Lab | 86#1F-Garden tools test lab (Ⅰ) | I | 2019-10-08 | 2020-10-07 | SETRI | Closed | 2001-09-26 |  | RMB | 38140 | NB Rolling Stone | 两轴数值控制器
EC2306 | 1 | Counter | ZYC03 |  | SH Lab | 86#1F-General test lab | I | 2019-10-08 | 2020-10-07 | SETRI | Closed |  |  | RMB | 38140 | NB Rolling Stone | 计数器
EC2307 |  | Dynamometer |  | 1G710204 | SH Lab | 86#1F-Tools & machinery test lab | I | 2019-06-20 | 2020-06-19 | STIEA | Closed | 2001-09-04 |  | USD | 13000 | MAGTROL ,INC | 测功机
EC2307 | 2 | Dynamometer |  | 1G710204 | SH Lab | 86#1F-Tools & machinery test lab | I | 2019-06-20 | 2020-06-19 | STIEA | Closed |  |  | USD | 17600 | MAGTROL ,INC | 测功机扭矩传感器HD-710-8NA-4446
EC2308 |  | Variable Transformer |  |  | SH Lab | 86#2F-Power supply test lab | III | 2001-09-16 | — |  | Closed | 2001-09-16 |  | RMB | 690 | SH-Regul. Factory | 调压器
EC2309 |  | Variable Transformer |  |  | SH Lab | 86#2F-Power supply test lab | III | 2001-09-16 | — |  | Closed | 2001-09-16 |  | RMB | 690 | SH-Regul. Factory | 调压器
EC2310 |  | Variable Transformer |  |  | SH Lab | 86#2F-Power supply test lab | III | 2001-09-16 | — |  | Disposal | 2001-09-16 | Transfer to HZ | RMB | 690 | SH-Regul. Factory | 调压器
EC2311 |  | AS1053 RF Generator |  |  | SH Lab | 86#4F-Multimedia test lab | I | 2006-10-30 | — | SIMT | Disposal | 2001-09-17 | calibration:fail(06.11.09)stop to use | RMB | 2880 | AE | AS1053信号发生器
EC2312 |  | Delayed device for switch endurance test |  |  | SH Lab | 86#1F-General test lab | II | 2019-12-01 | 2020-11-30 | ES AW | Closed | 2001-09-28 |  | RMB | 5000 | Wuxi Yite Elec. | 开关耐久性延迟设备
EC2313 |  | Delayed device for switch endurance test |  |  | SH Lab | 86#1F-General test lab | II | 2019-12-01 | 2020-11-30 | ES AW | Closed | 2001-09-28 |  | RMB | 5000 | Wuxi Yite Elec. | 开关耐久性延迟设备
EC2314 |  | Delayed device for switch endurance test |  |  | SH Lab | 86#1F-General test lab | II | 2019-12-01 | 2020-11-30 | ES AW | Closed | 2001-09-28 |  | RMB | 5000 | Wuxi Yite Elec. | 开关耐久性延迟设备
EC2315 |  | Temperature and Humidity Recorder |  | 200103144 | SH Lab | 86#4F-Multimedia test lab | I | 2018-03-29 | — | JSMI | Out of service | 2001-09-15 | 未找到 | RMB | 980 | Shanghai Meteorology Instrument Factory | 温湿度记录仪
EC2316 |  | Gauge |  |  | CN FAC | 86#4F-Calibration room | I | 2019-11-20 | 2020-11-19 | SIMT | Closed | 2001-09-30 | calibrating | RMB | 80 | HaErBing | 10mm 量块
EC2317 |  | Apparatus for pressure test at high temperature |  |  | SH Lab | 85#5F-ACCE & LUM test lab | II | 2019-09-09 | 2020-09-08 | EC JK | Closed | 2001-08-28 |  | RMB | 250 | Zhenlai | 高温压缩试验装置
EC2318 |  | Temperature and Humidity Recorder |  |  | SH Lab | 86#4F-Multimedia test lab | II |  | — | SIMT | Disposal | 2001-10-10 | Out of service | RMB | 980 | Shanghai Meteorology Instrument Factory | 温湿度记录仪
EC2319 |  | Variable Transformer |  |  | SH Lab | 86#3F-Construction test lab (Ⅱ) | III | 2001-11-01 | — |  | Disposal | 2001-11-01 |  | RMB | 790 | SH-Regul. Factory | 调压器
EC2320 |  | Variable Transformer |  |  | SH Lab | 86#4F-Multimedia test lab | III | 2001-11-01 | — |  | Disposal | 2001-11-01 | Scrap | RMB | 790 | SH-Regul. Factory | 调压器
EC2321 |  | Isolating Transformer |  |  | SH Lab | 86#4F-Multimedia test lab | III | 2001-11-01 | — |  | Closed | 2001-11-01 |  | RMB | 1100 | SH-Regul. Factory | 隔离变压器
EC2322 |  | Cord oscillating \flexing tester |  |  | SH Lab | 85#5F-ACCE & LUM test lab | II | 2006-12-21 | — | ES JH | Disposal | 2001-11-05 |  | RMB | 4500 | Datong | 电缆弯曲试验机
EC2323 |  | Temperature and Humidity Recorder |  | 16193 | CN FAC | 86#4F-Calibration room | I | 2019-06-28 | 2020-06-27 | JSMI | Closed | 2001-11-12 | calibrating | RMB | 980 | Shanghai Meteorology Instrument Factory | 温湿度记录仪
EC2324 |  | Universal Tools Microscope |  | 1068 | CN FAC | 86#4F-Calibration room | I | 2019-10-24 | 2020-10-23 | SIMT | Closed | 2001-11-07 |  | RMB | 116227 | ShangHai Optical Instrument Factory | 万用工具显微镜
EC2324 | 1 | Universal Tools Microscope | 新改造机型CCD |  | CN FAC | 86#4F-Calibration room | III | 2012-12-04 | — | ES AW | Closed | 2012-12-10 13:17 |  | RMB | 21000 | 上海立光精密仪器有限公司 | 万用工具显微镜
EC2324 | 3 | Digital millimeter |  |  | CN FAC | 86#4F-Calibration room | I | 2018-06-05 | — | SIMT | Out of service | 2001-11-14 | 封存 | RMB | 116227 | Guanglu | 数显千分表
EC2324 | 4 | Micrometer |  |  | CN FAC | 86#4F-Calibration room | III | 2007-05-08 | — | ES JH | Closed | 2007-05-08 |  | RMB | 425.88 | 成都成量工具有限公司 | 杠杆千分表
EC2324 | 5 | Optical circular dividing table |  |  | CN FAC | 86#4F-Calibration room | I | 2019-10-24 | 2020-10-23 | SIMT | Closed | 2003-01-01 |  | EUR | 254650 | ShangHai Optical Instrument Factory | 光学分度台
EC2324 | 6 | Plug gauge | NA | NA | CN FAC | 86#4F-Calibration room | II | 2019-03-15 | 2020-03-14 | EC JZ | Closed | 2003-01-01 | NA | RMB | 500 | ITS | 塞规
EC2325 |  | Slide-Wire Resistor |  |  | SH Lab | 86#1F-Tools & machinery test lab | III | 2001-11-16 | — |  | Closed | 2001-11-16 |  | RMB | 1100 | QiuJing | 滑线变阻器
EC2326 |  | AC Hi-Pot tester |  | 90017 | SH Lab | 86#1F-Tools & machinery test lab | I | 2019-05-15 | 2020-05-14 | JSMI | Closed | 2001-11-09 |  | RMB | 4940 | AnBiao Elec. | 交流耐压仪
EC2327 |  | Apparatus for switch endurance test |  |  | CN FAC | 86#4F-Calibration room | III | 2001-11-09 | — |  | Closed | 2001-11-09 | Accessory of EC2306 | RMB | 4230 | Shanghai Generator Fac. | 开关耐久性测试设备
EC2328 |  | AC Hi-Pot tester |  | 90018 | SH Lab | 86#4F-Multimedia test lab | I | 2018-01-04 | — | JSMI | Out of service | 2001-11-09 | 2018.3.7封存 | RMB | 4940 | AnBiao Elec. | 交流耐压仪
EC2329 |  | DC Hi-Pot tester |  |  | SH Lab | 86#4F-Multimedia test lab | I | 2008-05-30 | — | STIEA | Disposal | 2001-04-20 |  | RMB | 4940 | AnBiao Elec. | 直流耐压仪
EC2330 |  | Apparatus for checking security of lampholder contacts |  |  | SH Lab | 51#7F-LUM test lab | II | 2019-11-07 | 2020-11-06 | ES AW | Closed | 2001-09-01 |  | RMB | 1500 | DaTong | 检查灯座接触安全用装置
EC2331 |  | The measuring apparatus for PT brake-time |  |  | SH Lab | 86#1F-Garden tools test lab (Ⅰ) | III | 2001-12-05 | — |  | Closed | 2001-12-05 |  | RMB | 3420 | ETL SEMKO SH | 电动工具制动时间测量设备
EC2332 |  | Calibrating device for pressure/oxygen meter |  |  | SH Lab | 86#1F-Garden tools test lab (Ⅰ) | III | 2001-12-05 | — |  | Disposal | 2001-12-05 |  | RMB | 2700 | JiangSu IMTT | 压力表氧气表两用校验装置
EC2333 |  | Metallic support for electrical iron |  |  | SH Lab | 86#3F-Construction test lab (Ⅱ) | III | 2000-06-10 | — |  | Closed | 2000-06-10 | Scrap | RMB | 2000 | DaTong | 电熨斗支架
EC2334 |  | Mounting box for flash-type transformer |  |  | SH Lab | 86#2F-Power supply test lab | III | 2001-01-15 | — |  | Closed | 2001-01-15 |  | RMB | 200 | DuQiao | Flash型变压器用固定盒
EC2335 |  | Mounting box for flash-type transformer |  |  | SH Lab | 86#2F-Power supply test lab | III | 2001-01-15 | — |  | Closed | 2001-01-15 |  | RMB | 200 | DuQiao | Flash型变压器用固定盒
EC2336 |  | Mounting box for flash-type transformer |  |  | SH Lab | 86#2F-Power supply test lab | III | 2001-01-15 | — |  | Closed | 2001-01-15 |  | RMB | 200 | DuQiao | Flash型变压器用固定盒
EC2337 |  | Apparatus for pressure test |  |  | SH Lab | 85#5F-Gauge room | II | 2020-01-12 | 2021-01-11 | EC JK | Closed | 2001-12-30 |  | RMB | 12000 | ZhenLai | 压力测试装置
EC2337 | 2 | Test Plane |  |  | SH Lab | 85#5F-Gauge room | II | 2020-01-12 | 2021-01-11 | EC JK | Closed | 2001-12-30 |  | RMB | 12000 | ZhenLai | Test Plane
EC2337 | 301 | Steel Plate |  |  | SH Lab | 85#5F-Gauge room | II | 2020-01-12 | 2021-01-11 | EC JK | Closed | 2001-12-30 |  | RMB | 12000 | ZhenLai | 压力测试装置
EC2337 | 302 | Steel Plate |  |  | SH Lab | 85#5F-Gauge room | II | 2020-01-12 | 2021-01-11 | EC JK | Closed | 2001-12-30 |  | RMB | 12000 | ZhenLai | 压力测试装置
EC2337 | 4 | Steel plate |  |  | SH Lab | 85#5F-Gauge room | II | 2020-01-12 | 2021-01-11 | EC JK | Closed | 2001-12-30 |  | RMB | 12000 | ZhenLai | 压力测试装置
EC2338 |  | Signal generator |  | 100435 | SH Lab | 86#4F-EMC test lab | I | 2018-09-13 | 2019-09-12 | SIMT | Calibrating | 2001-12-28 | ADT CS Test Workbench V 7.4.00 | RMB | 78349 | Rohde & Schwarz | 信号发生器
EC2339 |  | Electric Iron Dropping Tester |  |  | XM Lab | Xiamen test lab | II | 2015-03-02 | — | ES CZ | Out of service | 2001-12-28 | 封存 | RMB | 22500 | ZhenLai | 电熨斗跌落试验装置
EC2340 |  | Creepage Distance Gauges |  |  | SH Lab | 85#5F-Gauge room | II | 2010-02-24 | — | ES LWF | Out of service | 2001-12-20 |  | RMB | 1000 | DaTong | 电气间隙测试量规
EC2341 |  | Creepage Distance Gauges |  |  | SH Lab | 85#5F-Gauge room | II | 2010-02-24 | — | ES LWF | Out of service | 2001-12-20 |  | RMB | 1000 | DaTong | 电气间隙测试量规
EC2342 |  | Creepage Distance Gauges |  |  | SH Lab | 86#3F-Heating & motor test lab | II |  | — |  | Disposal | 2001-12-20 | Scrap | RMB | 1000 | DaTong | 电气间隙测试量规
EC2343 |  | Test Corner |  |  | YY Eng | Yuyao test lab | III | 2002-01-09 | — |  | Closed | 2002-01-09 |  | RMB | 1800 | YaQu | 试验角
EC2344 |  | Test Corner |  |  | SH Lab | 86#3F-Home appliance test lab | III | 2002-01-09 | — |  | Closed | 2002-01-09 |  | RMB | 1000 | YaQu | 试验角
EC2345 |  | Test Corner |  |  | SH Lab | 85#5F-ACCE & LUM test lab | III | 2002-01-09 | — |  | Closed | 2002-01-09 |  | RMB | 1000 | YaQu | 试验角
EC2346 |  | Test Finger |  |  | SH Lab | 51#7F-LUM test lab | II | 2019-05-17 | 2020-05-16 | ES AW | Closed | 2002-01-11 |  | RMB | 1000 | ZhenLai | 试验指
EC2347 |  | Test Finger |  |  | SH Lab | 86#1F-Garden tools test lab (Ⅰ) | II | 2020-02-14 | 2021-02-13 | EC JK | Closed | 2002-01-11 |  | RMB | 1000 | ZhenLai | 试验指
EC2348 |  | Calibration Jig for Fuse Link |  |  | SH Lab | 85#5F-ACCE & LUM test lab | III | 2002-01-18 | — |  | Disposal | 2002-01-18 |  | USD | 1010 | Nanson Engineering | 保险丝校验装置
EC2349 |  | Variable Transformer |  |  | SH Lab | 86#1F-Garden tools test lab (Ⅰ) | III | 2002-01-18 | — |  | Closed | 2002-01-18 |  | RMB | 3500 | SH-Regul. Factory | 调压器
EC2350 |  | Variable Transformer |  |  | SH Lab | 86#1F-Endurance test lab | III | 2002-01-18 | — |  | Closed | 2002-01-18 |  | RMB | 3500 | SH-Regul. Factory | 调压器
EC2351 |  | Variable Transformer |  |  | SH Lab | 86#1F-Garden tools test lab (Ⅰ) | III | 2002-01-18 | — |  | Closed | 2002-01-18 |  | RMB | 3500 | SH-Regul. Factory | 调压器
EC2352 |  | AC Load |  |  | SH Lab | 85#5F-ACCE & LUM test lab | III | 2002-01-20 | — |  | Closed | 2002-01-20 |  | RMB | 15000 | QiuJing | 开关电寿命试验用AC负载箱
EC2353 |  | AC Load |  |  | SH Lab | 85#5F-ACCE & LUM test lab | III | 2002-01-20 | — |  | Closed | 2002-01-20 |  | RMB | 15000 | QiuJing | 开关电寿命试验用AC负载箱
EC2354 |  | Variable Transformer |  |  | SH Lab | 86#1F-Tools & machinery test lab | III | 2002-01-29 | — |  | Out of service | 2002-01-29 |  | RMB | 790 | SH-Regul. Factory | 调压器
EC2355 |  | Digital Multimeter |  |  | SH Lab | 86#1F-Tools & machinery test lab | II | 2020-03-08 | 2021-03-07 | EC JZ | Closed | 2002-01-29 |  | RMB | 3200 | FLUKE | 数字万用表
EC2356 |  | Digital Multimeter |  |  | SH Lab | 86#1F-Tools & machinery test lab | II |  | — |  | Disposal | 2002-01-29 | Scrap | RMB | 3200 | FLUKE | 数字万用表
EC2357 |  | Thermometer |  | 79660084 | SH Lab | 51#7F-LUM test lab | II | 2020-01-07 | 2021-01-06 | ES AW | Closed | 2002-01-29 |  | RMB | 2500 | FLUKE | 点温计
EC2358 |  | Dual Display Multimeter |  |  | SH Lab | 85#5F-ACCE & LUM test lab | II | 2007-07-20 | — | ES JH | Out of service | 2002-01-29 | Transfer to HZ | RMB | 6800 | FLUKE | 数字双显示万用表
EC2359 |  | Oscilloscope |  | B011252 | SH Lab | 86#2F-Power supply test lab | I | 2013-01-05 | — | SIMT | Disposal | 2002-01-29 |  | RMB | 34500 | Tektronix | 示波器
EC2360 |  | Digital Caliper |  | 1111543 | CN FAC | 86#4F-Calibration room | I | 2018-05-24 | — | SIMT | Out of service | 2002-01-29 | 显示不良，2018.8.1封存 | RMB | 300 | Sha Liang-ren Fa. | 电子数显卡尺
EC2361 |  | Digital Caliper |  | 1111553 | SH Lab | 86#2F-Power supply test lab | I | 2019-03-08 | 2020-03-07 | SQI | Calibrating | 2002-01-29 |  | RMB | 300 | Sha Liang-ren Fa. | 电子数显卡尺
EC2362 |  | Digital Caliper |  | 7-70466 | CN FAC | 86#4F-Calibration room | I | 2019-01-18 | 2020-01-17 | JSMI | Calibrating | 2002-01-29 |  | RMB | 3600 | Sha Liang-ren Fa. | 电子数显卡尺
EC2363 |  | Apparatus for air water cold chiller |  |  | SH Lab | 86#3F-Home appliance test lab | III | 2001-11-09 | — |  | Closed | 2002-02-01 |  | RMB | 360 | Yakogawa/AMEC | 冷水机组
EC2363 | 1 | AC/DC Digital Power Meter |  |  | SH Lab | 86#3F-Home appliance test lab | I | 2016-01-18 | — | SIMT | Out of service | 2002-02-01 | 封存，2017.2.7 | RMB | 360 | Yakogawa | 数字交直流功率表
EC2363 | 10 | AC Current Probe | JM865A | 205547FKDV | SH Lab | 86#3F-Construction test lab (Ⅱ) | I | 2016-01-18 | — | SIMT | Out of service | 2008-11-11 12:41 | 封存，2017.2.7 | RMB | 3900 | AEMC Instruments | 电流钳
EC2363 | 11 | AC Current Probe | JM865A | 205545FKDV | SH Lab | 86#3F-Construction test lab (Ⅱ) | I | 2016-01-18 | — | SIMT | Out of service | 2008-11-11 12:41 | 封存，2017.2.7 | RMB | 3900 | AEMC | 电流钳
EC2363 | 12 | AC Current Probe | JM865A | 205546FKDV | SH Lab | 86#3F-Construction test lab (Ⅱ) | I | 2016-01-18 | — | SIMT | Out of service | 2008-11-11 12:40 | 封存，2017.2.7 | RMB | 3900 | AEMC Instruments | 电流钳
EC2363 | 2 | Thermometer |  |  | SH Lab | 86#3F-Home appliance test lab | I | 2016-01-13 | — | SIMT | Out of service | 2002-02-01 | 封存，2017.2.7 | RMB | 360 | Yokogawa | 点温计
EC2363 | 3 | AC Digital Clamp Meter |  |  | SH Lab | 86#3F-Home appliance test lab | I | 2013-05-28 | — | SIMT | Out of service | 2002-02-01 |  | RMB | 360 | Yokogawa | 数字钳形电流表
EC2363 | 4 | AC Digital Clamp Meter |  |  | SH Lab | 86#3F-Home appliance test lab | I | 2013-05-28 | — | SIMT | Out of service | 2002-02-01 |  | RMB | 360 | Yokogawa | 数字钳形电流表
EC2363 | 5 | AC Digital Clamp Meter |  |  | SH Lab | 86#3F-Home appliance test lab | I | 2013-05-28 | — | SIMT | Out of service | 2002-02-01 |  | RMB | 360 | Yokogawa | 数字钳形电流表
EC2363 | 6 | Industrial Platinum Resistance |  |  | SH Lab | 86#3F-Home appliance test lab | I | 2016-01-13 | — | SIMT | Out of service | 2004-04-14 | 封存，2017.2.7 | RMB | 360 | Yokogawa | 铂电阻
EC2363 | 7 | Industrial Platinum Resistance |  |  | SH Lab | 86#3F-Home appliance test lab | I | 2016-01-13 | — | SIMT | Out of service | 2005-03-15 | 封存，2017.2.7 | RMB | 360 | Yokogawa | 铂电阻
EC2363 | 8 | Industrial Platinum Resistance |  |  | SH Lab | 86#3F-Home appliance test lab | I | 2016-01-13 | — | SIMT | Out of service | 2003-04-21 | 封存，2017.2.7 | RMB | 360 | Yokogawa | 铂电阻
EC2363 | 9 | Industrial Platinum Resistance |  |  | SH Lab | 86#3F-Home appliance test lab | I | 2016-01-13 | — | SIMT | Out of service | 2001-11-09 | 封存，2017.2.7 | RMB | 360 | Yokogawa | 铂电阻
EC2364 |  | AC Digital Power Meter | ZW1403 |  | CN FAC | 86#4F-Facility fixing room | II | 2015-04-30 | — | ES CZ | Out of service | 2002-02-05 |  | RMB | 1100 | QinZhi | 数字交流功率表
EC2365 |  | Data Acquisition/Switch Unit |  |  | CN FAC | 86#4F-Calibration room | II | 2020-01-17 | 2021-01-16 | ES AW | Closed | 2002-01-29 | Agilent BenchLink Data Logger 3版本4.2.00 | RMB | 18000 | Agilent | 数据采集仪
EC2366 |  | Surge Tester |  |  | SH Lab | 86#4F-Multimedia test lab | II |  | — | ES JH | Disposal | 2002-01-30 | calibrating | RMB | 3800 | ETL SEMKO ShangHai | 脉冲测试仪
EC2367 |  | Variable Transformer |  |  | SH Lab | 86#4F-Multimedia test lab | III | 2001-09-16 | — |  | Closed | 2001-09-16 |  | RMB | 590 | SH-Regul. Factory | 调压器
EC2368 |  | Pressure Meter |  |  | SH Lab | 86#4F-Multimedia test lab | I |  | — | SIMT | Disposal | 2001-12-05 |  | RMB | 700 | Shanghai No.4 Auto- instrument Factory | 压力表
EC2369 |  | Test Finger |  |  | SH Lab | 86#4F-Multimedia test lab | II | 2020-01-20 | 2021-01-19 | EC JK | Closed | 2002-01-11 |  | RMB | 1000 | ZhenLai | 试验指
EC2370 |  | Test Finger |  |  | SH Lab | 85#5F-Gauge room | II | 2020-01-20 | 2021-01-19 | EC JK | Closed | 2002-01-11 |  | RMB | 1000 | ZhenLai | 试验指
EC2371 |  | Gauge |  |  | SH Lab | 85#5F-Gauge room | II |  | — |  | Disposal | 2002-02-28 | Scrap | RMB | 22.5 | ZhenLai | 保险丝量规
EC2372 |  | Weight |  |  | SH Lab | 86#3F-Construction test lab (Ⅱ) | II | 2020-03-07 | 2021-03-06 | ES AW | Closed | 2002-03-08 |  | RMB | 1560 | ZhenLai | 砝码
EC2373 |  | Program Controller For Electric Tools Endurance Test |  |  | SH Lab | 86#3F-Construction test lab (Ⅱ) | II |  | — | ES JH | Disposal | 2002-03-12 | stop to use temporarily | RMB | 12000 | Wuxi Yite Elec. | 电动工具耐久性测试检验器
EC2374 |  | Feeding Bottle |  |  | SH Lab | 86#3F-Construction test lab (Ⅱ) | III | 2002-03-12 | — |  | Closed | 2002-03-12 |  | RMB | 10 | ShangHai | 哺乳瓶
EC2375 |  | Pendulum |  |  | SH Lab | 86#1F-Endurance test lab | II | 2020-03-07 | 2021-03-06 | ES AW | Closed | 2002-03-12 |  | RMB | 1000 | DaTong | 摆锤
EC2376 |  | Pendulum |  |  | SH Lab | 86#1F-Garden tools test lab (Ⅰ) | II | 2019-03-14 | 2020-03-13 | EC JK | Closed | 2002-03-12 |  | RMB | 1000 | DaTong | 摆锤
EC2377 |  | Variable Inductor |  |  | SH Lab | 86#1F-Garden tools test lab (Ⅰ) | III | 2002-03-19 | — |  | Closed | 2002-03-19 |  | RMB | 4320 | SuZhou AnTai | 开关耐久性测试用可调电抗器
EC2378 |  | Variable Inductor |  |  | SH Lab | 86#1F-Garden tools test lab (Ⅰ) | III | 2002-03-19 | — |  | Closed | 2002-03-19 |  | RMB | 4320 | SuZhou AnTai | 开关耐久性测试用可调电抗器
EC2379 |  | Variable Inductor |  |  | SH Lab | 86#1F-Garden tools test lab (Ⅰ) | III | 2002-03-19 | — |  | Closed | 2002-03-19 |  | RMB | 4320 | SuZhou AnTai | 开关耐久性测试用可调电抗器
EC2380 |  | Sand Bag |  |  | SH Lab | 86#1F-Garden tools test lab (Ⅰ) | III | 2002-03-21 | — |  | Closed | 2002-03-21 |  | RMB | 20 | ETL SEMKO ShangHai | 沙袋
EC2381 |  | Gauge |  |  | SH Lab | 85#5F-Gauge room | II | 2020-02-24 | 2021-02-23 | ES AW | Closed | 2002-03-21 |  | USD | 1800 | SEMKO AB | 量规 5107
EC2382 |  | Intergrating Sound Level Meter and Hand-Arm Vibration Meter |  |  | SH Lab | 86#1F-Tools & machinery test lab | I |  | — | JSMI | Disposal | 2002-03-21 |  | USD | 8896 | B&K | 便携式声级和振动计
EC2382 | 1 | Sound Level Meter |  |  | SH Lab | 86#1F-Tools & machinery test lab | I |  | — | JSMI | Disposal | 2002-03-21 |  | USD | 8896 | B&K | Sound Level Meter
EC2382 | 2 | Acoustical calibrator |  |  | SH Lab | 86#1F-Tools & machinery test lab | I |  | — | JSMI | Disposal | 2002-03-21 |  | USD | 8896 | B&K | Acoustical calibrator
EC2382 | 3 | Calibration Exciter |  |  | SH Lab | 86#1F-Tools & machinery test lab | I | 2006-05-22 | — | JSMI | Out of service | 2002-03-21 | Transfer to HZ | USD | 8896 | B&K | Calibration Exciter
EC2382 | 4 | Calibration Exciter |  |  | SH Lab | Hangzhou test lab | I | 2006-06-02 | — | JSMI | Disposal | 2002-03-27 | transfer to HZ | USD | 8896 | B&K | Calibration Exciter
EC2383 |  | Steel Ball |  |  | SH Lab | 86#3F-Home appliance test lab | II | 2020-03-07 | 2021-03-06 | EC JK | Closed | 2002-03-27 |  | RMB | 729 | ZhenLai | Φ75mm钢球
EC2384 |  | Wooden sphere |  |  | SH Lab | 86#3F-Home appliance test lab | II | 2019-04-06 | 2020-04-05 | EC JZ | Closed | 2002-03-27 |  | RMB | 300 | ZhenLai | Φ200mm暗黑木球
EC2385 |  | Apparatus for spillage test |  |  | SH Lab | 86#3F-Home appliance test lab | II | 2019-04-05 | 2020-04-04 | ES AW | Closed | 2002-03-27 |  | RMB | 400 | ZhenLai | 溢水测试装置
EC2386 |  | Dielectric Strength Tester |  |  | SH Lab | 86#4F-Multimedia test lab | II | 2019-04-05 | 2020-04-04 | EC JK | Closed | 2002-03-27 |  | RMB | 200 | ZhenLai | 绝缘强度测试装置
EC2387 |  | Leakage Current Filter |  |  | SH Lab | 51#7F-LUM test lab | III | 2002-02-05 | — |  | Closed | 2002-02-05 |  | RMB | 800 | ETL SEMKO ShangHai | 泄漏电流测试盒
EC2388 |  | Leakage Current Filter |  |  | SH Lab | 85#5F-ACCE & LUM test lab | II |  | — |  | Disposal | 2002-02-05 | Scrap | RMB | 800 | ETL SEMKO ShangHai | 泄漏电流测试盒
EC2389 |  | Leakage Current Filter |  |  | SH Lab | 85#5F-ACCE & LUM test lab | II |  | — |  | Disposal | 2002-02-05 | Scrap | RMB | 800 | ETL SEMKO ShangHai | 泄漏电流测试盒
EC2390 |  | Leakage Current Filter |  |  | SH Lab | 85#5F-ACCE & LUM test lab | II |  | — |  | Disposal | 2002-02-05 | Scrap | RMB | 800 | ETL SEMKO ShangHai | 泄漏电流测试盒
EC2391 |  | Leakage Current Filter |  |  | SH Lab | 85#5F-ACCE & LUM test lab | II |  | — |  | Disposal | 2002-02-05 | Scrap | RMB | 800 | ETL SEMKO ShangHai | 泄漏电流测试盒
EC2392 |  | Leakage Current Filter |  |  | SH Lab | 85#5F-ACCE & LUM test lab | II |  | — |  | Disposal | 2002-02-05 | Scrap | RMB | 800 | ETL SEMKO ShangHai | 泄漏电流测试盒
EC2393 |  | Leakage Current Filter |  |  | SH Lab | 85#5F-Gauge room | II |  | — |  | Disposal | 2002-02-05 | Scrap | RMB | 800 | ETL SEMKO ShangHai | 泄漏电流测试盒
EC2394 |  | Leakage Current Filter |  |  | SH Lab | 85#5F-ACCE & LUM test lab | II |  | — |  | Disposal | 2002-02-05 | Scrap | RMB | 800 | ETL SEMKO ShangHai | 泄漏电流测试盒
EC2395 |  | Leakage Current Filter |  |  | SH Lab | 85#5F-ACCE & LUM test lab | II |  | — |  | Disposal | 2002-02-05 | Scrap | RMB | 800 | ETL SEMKO ShangHai | 泄漏电流测试盒
EC2396 |  | Leakage Current Filter |  |  | SH Lab | 51#7F-LUM test lab | III | 2002-02-05 | — |  | Closed | 2002-02-05 |  | RMB | 800 | ETL SEMKO ShangHai | 泄漏电流测试盒
EC2397 |  | CAP Discharge Box |  |  | SH Lab | 85#5F-ACCE & LUM test lab | III | 2002-02-05 | — | ES JH | Closed | 2002-02-05 |  | RMB | 20 | ETL SEMKO ShangHai | 放电试验开关
EC2398 |  | Switch box for 4 wires resistance measurement |  |  | SH Lab | 85#5F-ACCE & LUM test lab | III | 2002-02-05 | — |  | Disposal | 2002-02-05 | Scrap | RMB | 20 | ETL SEMKO ShangHai | 4线法测电阻用开关盒
EC2399 |  | Vessel |  |  | SH Lab | 86#3F-Construction test lab (Ⅱ) | III | 2002-04-02 | — |  | PL accepted, archiving files | 2002-04-02 |  | RMB | 2998 | ZhenLai | 扁平烤盘测试用容器
EC2400 |  | Switch Box for Leakage Current Filter |  |  | SH Lab | 86#1F-Tools & machinery test lab | III | 2002-04-02 | — |  | Closed | 2002-04-02 |  | RMB | 20 | ETL SEMKO ShangHai | 泄露电流用开关盒
EC2401 |  | Test corner |  |  | SH Lab | 85#5F-ACCE & LUM test lab | III | 2002-04-02 | — |  | Closed | 2002-04-02 |  | RMB | 1950 | XinWu | 试验角
EC2402 |  | Test rod |  |  | SH Lab | 86#3F-Construction test lab (Ⅱ) | II | 2020-03-07 | 2021-03-06 | EC JK | Closed | 2002-03-28 |  | RMB | 10 | ZhenLai | 铁棒
EC2403 |  | Test rod |  |  | SH Lab | 86#1F-Tools & machinery test lab | II | 2020-03-09 | 2021-03-08 | EC JK | Closed | 2002-03-28 |  | RMB | 208 | ZhenLai | Φ3mm铁棒
EC2404 |  | Foot probe |  |  | SH Lab | 86#2F-Construction test lab(Ⅰ) | II | 2011-04-02 | — | ES LWF | Damaged | 2002-04-02 |  | RMB | 400 | DaTong | 试验腿
EC2405 |  | Switch Box for Leakage Current Filter |  |  | SH Lab | 86#3F-Construction test lab (Ⅱ) | III | 2002-04-02 | — |  | Closed | 2002-04-02 |  | RMB | 1000 | ETL SEMKO ShangHai | 泄露电流用开关盒
EC2406 | 1 | Pressure Meter |  |  | SH Lab | 86#3F-Heating & motor test lab | I |  | — | SIMT | Disposal | 2003-01-01 |  | RMB | 1000 | ShangHai Instrument | 压力表
EC2406 | 2 | Pressure Meter |  |  | SH Lab | 86#3F-Heating & motor test lab | I |  | — |  | Disposal | 2003-01-01 |  | RMB | 300 | ShangHai Instrument | 压力表
EC2406 | 3 | Pressure Meter |  |  | SH Lab | 86#3F-Home appliance test lab | I |  | — | SIMT | Disposal | 2003-01-01 | Damaged | RMB | 300 | ShangHai Instrument | 压力表
EC2406 | 4 | Pressure Meter |  |  | SH Lab | 86#3F-Home appliance test lab | I | 2008-06-16 | — | SIMT | Out of service | 2002-04-05 |  | RMB | 300 | ShangHai Instrument | 压力表
EC2406 | 5 | Pressure Meter |  |  | SH Lab | 86#3F-Heating & motor test lab | I | 2019-05-29 | 2020-05-28 | JSMI | Closed | 2002-04-05 |  | RMB | 300 | ShangHai Instrument | 压力表
EC2407 |  | Test corner |  |  | SH Lab | 86#3F-Heating & motor test lab | III | 2002-04-09 | — |  | Disposal | 2002-04-09 |  | RMB | 350 | XinWu | 试验角
EC2408 |  | Plate for Endurance Apparatus for sander |  |  | SH Lab | 86#1F-Tools & machinery test lab | III | 2008-02-15 | — | ES LWF | Closed | 2001-02-05 |  | RMB | 100 | Shanghai XinCheng | 磨沙机耐久性测试板
EC2409 |  | Apparatus for water evaporation and for accumulation of frost |  |  | SH Lab | 86#3F-Home appliance test lab | II | 2008-04-05 | — | ES JH | Repairing | 2002-04-09 |  | RMB | 600 | ZhenLai | 蒸发和积霜设备
EC2409 | 1 | resistance | 500欧 |  | SH Lab | 86#3F-Home appliance test lab | II | 2019-10-08 | 2020-10-07 | ES AW | Closed |  |  | RMB | 600 | ZhenLai | 电阻
EC2410 |  | Test rod |  |  | SH Lab | 86#3F-Heating & motor test lab | II | 2019-04-05 | 2020-04-04 | EC JK | Closed | 2002-04-09 |  | RMB | 398 | ZhenLai | Φ75mm试验棒
EC2411 |  | Scratching tool tip |  |  | SH Lab | 86#3F-Heating & motor test lab | II |  | — |  | Disposal | 2002-04-09 | Scrap | RMB | 120 | ZhenLai | 刮擦工具
EC2412 |  | Sheet of Polyethylene |  |  | SH Lab | 86#3F-Heating & motor test lab | II |  | — |  | Disposal | 2002-04-10 | Scrap | RMB | 180 | ZhenLai | 聚乙烯板
EC2413 |  | Tumbling barrel tester |  |  | SH Lab | 86#2F-Power supply test lab | II | 2020-01-13 | 2021-01-12 | ES AW | Closed | 2002-04-09 |  | RMB | 30000 | ZhenLai | 滚筒试验机
EC2414 |  | Φ152mmTest box for Lampholder temperature rise |  |  | SH Lab | 85#5F-ACCE & LUM test lab | III | 2001-03-06 | — |  | Closed | 2001-03-06 |  | RMB | 120 | DaTong & DuQiao | Φ152mm灯座温升试验盒
EC2415 |  | Isolating Transformer |  |  | SH Lab | 85#5F-ACCE & LUM test lab | III | 2002-04-12 | — |  | Closed | 2002-04-12 |  | RMB | 850 | SH-Regul. Factory | 隔离变压器
EC2416 |  | Variable Transformer |  |  | SH Lab | 85#5F-ACCE & LUM test lab | III | 2002-04-12 | — |  | Disposal | 2002-04-12 | SCR(2005-3-11) | RMB | 400 | SH-Regul. Factory | 调压器
EC2417 |  | Apparatus for short current test of batteries |  |  | SH Lab | 85#5F-ACCE & LUM test lab | III | 2002-04-12 | — |  | Closed | 2002-04-12 |  | RMB | 1000 | ZhenLai | 电池短路测试设备
EC2418 |  | Test rod |  |  | SH Lab | 86#1F-Garden tools test lab (Ⅰ) | II | 2019-04-19 | 2020-04-18 | ES AW | Closed | 2002-04-19 |  | RMB | 552 | ZhenLai | 测试棒
EC2419 |  | Tonometer |  |  | SH Lab | 86#1F-Tools & machinery test lab | I | 2007-07-24 | — | SMMS | Disposal | 2002-04-18 |  | RMB | 814 | ShangHai Weather | 气压表
EC2420 |  | Angle gauge |  | 95381 | CN FAC | 86#4F-Calibration room | I | 2019-04-30 | 2020-04-29 | SIMT | Closed | 2000-05-30 |  | RMB | 302 | ChenDu measure and cutting tool work | 角度块
EC2421 |  | Gauge |  | 96614 | CN FAC | 86#4F-Calibration room | I | 2019-05-05 | 2020-05-04 | SIMT | Closed | 2002-04-18 |  | RMB | 1300 | ChenDu measure and cutting tool work | 量块
EC2422 |  | Leakage Current Filter |  |  | SH Lab | 86#1F-Tools & machinery test lab | II |  | — |  | Disposal | 2002-02-05 | Scrap | RMB | 50 | ETL SEMKO ShangHai | 泄漏电流测试盒
EC2423 |  | Test corner |  |  | SH Lab | 86#3F-Home appliance test lab | III | 2002-04-22 | — |  | Repairing | 2002-04-22 |  | RMB | 1900 | XinWu | 试验角
EC2424 |  | Pendulum |  |  | SH Lab | 86#1F-Tools & machinery test lab | II | 2019-04-05 | 2020-04-04 | ES AW | Closed | 2002-04-26 |  | RMB | 450 | DaTong | 摆锤
EC2425 |  | Resistor |  |  | SH Lab | 86#2F-Power supply test lab | III | 2002-04-28 | — |  | Closed | 2002-04-28 |  | RMB | 900 | QiuJing | 蓄电池测试用电阻
EC2426 |  | Test fingernail |  |  | SH Lab | 86#3F-Home appliance test lab | II | 2019-04-05 | 2020-04-04 | EC JK | Closed | 2002-04-26 |  | RMB | 4000 | ZhenLai | 试验指甲
EC2427 |  | Metal-wire Guard |  |  | SH Lab | 86#3F-Construction test lab (Ⅱ) | II | 2019-06-03 | 2020-06-02 | EC JZ | Closed | 2002-04-28 |  | RMB | 450 | ZhenLai | 金属丝防护罩
EC2428 |  | Pulley with 200N weight |  |  | SH Lab | 86#3F-Heating & motor test lab | II | 2019-05-16 | 2020-05-15 | ES AW | Closed | 2002-04-28 |  | RMB | 1344 | ZhenLai | 带200N砝码的滑轮
EC2429 |  | Gauge |  |  | SH Lab | 85#5F-Gauge room | II | 2019-05-08 | 2020-05-07 | EC JZ | Closed | 2002-04-28 |  | RMB | 1020 | ZhenLai | 最小插拔力检查用量规
EC2430 |  | Test corner |  |  | SH Lab | 86#3F-Home appliance test lab | III | 2002-05-09 | — |  | Closed | 2002-05-09 |  | RMB | 1000 | XinWu | 试验角
EC2431 |  | Test corner |  |  | SH Lab | 86#3F-Heating & motor test lab | III | 2002-05-09 | — |  | Disposal | 2002-05-09 | 原先1楼工具 | RMB | 1000 | XinWu | 试验角
EC2432 |  | Test corner |  |  | SH Lab | 86#3F-Heating & motor test lab | III | 2002-05-09 | — |  | Disposal | 2002-05-09 |  | RMB | 1000 | XinWu | 试验角
EC2433 |  | Test corner |  |  | SH Lab | 86#2F-Power supply test lab | III | 2002-05-09 | — |  | Closed | 2002-05-09 |  | RMB | 1000 | XinWu | 试验角
EC2434 |  | Test corner |  |  | SH Lab | 85#5F-ACCE & LUM test lab | III | 2002-05-09 | — |  | Closed | 2002-05-09 |  | RMB | 1000 | XinWu | 试验角
EC2435 |  | Test corner |  |  | SH Lab | 85#5F-ACCE & LUM test lab | III | 2002-05-09 | — |  | Closed | 2002-05-09 |  | RMB | 1000 | XinWu | 试验角
EC2436 |  | Test corner |  |  | SH Lab | 86#2F-Power supply test lab | III | 2002-05-09 | — |  | Out of service | 2002-05-09 |  | RMB | 1000 | XinWu | 试验角
EC2437 |  | High Temperature Oven |  | 2040150 | SH Lab | 85#5F-ACCE & LUM test lab | I | 2016-01-08 | — | JSMI | Disposal | 2002-05-13 |  | RMB | 6160 | SenXin | 高温烘箱
EC2438 |  | DC Digital Power Meter |  |  | SH Lab | 86#2F-Power supply test lab | II |  | — | SMTI | Disposal | 2002-05-14 |  | RMB | 680 | ETL SEMKO ShangHai | 数字直流功率表
EC2439 |  | Arc -ignition tester |  |  | SH Lab | 86#1F-Tools & machinery test lab | III | 2002-05-15 | — |  | Closed | 2002-05-15 |  | RMB | 500 | DaTong | 弧形点火测试仪
EC2440 |  | Single axis numerical value controller |  |  | SH Lab | 86#1F-Garden tools test lab (Ⅰ) | III | 2002-05-16 | — |  | Closed | 2002-05-16 |  | RMB | 15512 | NB Rolling Stone | 单轴数值控制器
EC2441 |  | Single axis numerical value controller |  |  | SH Lab | 86#1F-Garden tools test lab (Ⅰ) | III | 2002-05-16 | — |  | Closed | 2002-05-16 |  | RMB | 15512 | NB Rolling Stone | 单轴数值控制器
EC2442 |  | Variable Transformer |  |  | SH Lab | 86#3F-Home appliance test lab | III | 2002-04-12 | — |  | Closed | 2002-04-12 |  | RMB | 400 | SH-Regul. Factory | 调压器
EC2443 |  | Variable Transformer |  |  | SH Lab | 86#4F-Multimedia test lab | III | 2002-04-12 | — |  | Closed | 2002-04-12 |  | RMB | 400 | SH-Regul. Factory | 调压器
EC2444 |  | AC Frequency Converter |  |  | SH Lab | 86#3F-Home appliance test lab | III | 2002-05-20 | — |  | Out of service | 2002-05-20 |  | RMB | 35000 | YangHong | 交流变频电源
EC2445 |  | Charcoal Tray |  |  | SH Lab | 86#3F-Home appliance test lab | II | 2019-05-19 | 2020-05-18 | EC JZ | Closed | 2002-05-20 |  | RMB | 500 | Shanghai Generator Fac. | 碳盆
EC2446 |  | Thermocouple with copper block |  |  | SH Lab | 86#3F-Home appliance test lab | II |  | — | ES JH | Disposal | 2002-04-06 | 归入EC2072-1 | RMB | 20 | ZhenLai | 带铜块热电偶
EC2447 |  | Digital Multimeter |  |  | XM Lab | Xiamen test lab | II | 2019-08-10 | 2020-08-09 | EC JZ | Closed | 2002-06-04 |  | RMB | 3200 | FLUKE | 数字万用表
EC2448 |  | Digital Multimeter |  |  | XM Lab | Xiamen test lab | II | 2019-05-13 | 2020-05-12 | EC JZ | Closed | 2002-06-04 |  | RMB | 3200 | FLUKE | 数字万用表
EC2449 |  | Oscilloscope |  |  | XM Lab | Xiamen test lab | I | 2019-01-22 | 2020-01-21 | XRCTT | Calibrating | 2002-06-10 |  | RMB | 12000 | Tektronix | 示波器
EC2450 |  | Data Acquisition/Switch Unit |  |  | SH Lab | 86#3F-Home appliance test lab | II | 2019-08-03 | 2020-08-02 | ES AW | Closed | 2003-01-01 | Agilent BenchLink Data Logger 3版本4.2.00 | RMB | 20700 | Agilent | 数据采集仪
EC2451 |  | Digital Luxmeter |  | 20303379 | SH Lab | 86#4F-EMC test lab | I | 2012-06-05 | — | SIMT | Disposal | 2002-06-10 |  | RMB | 899 | 泰仕电子工业股份有限公司 | 照度计
EC2452 |  | Digital Caliper |  |  | CN FAC | 86#1F-General test lab | I | 2013-10-09 | — | SQI | Out of service | 2002-06-10 | calibrating | RMB | 300 | Sha Liang-ren Fa. | 电子数显卡尺
EC2453 |  | Slide-Wire Resistor |  |  | XM Lab | Xiamen test lab | III | 2002-06-12 | — |  | Disposal | 2002-06-12 |  | RMB | 3440 | QiuJing | 滑线变阻器
EC2454 |  | Slide-Wire Resistor |  |  | XM Lab | Xiamen test lab | III | 2002-06-12 | — |  | Disposal | 2002-06-12 |  | RMB | 3440 | QiuJing | 滑线变阻器
EC2455 |  | Insulation resistance meter |  | 21338 | XM Lab | Xiamen test lab | I | 2016-07-12 | — | XRCTT | Disposal | 2002-06-13 |  | RMB | 380 | 上海远中电子仪器厂 | 绝缘电阻表
EC2456 |  | Insulation resistance meter |  | 21601 | SH Lab | 86#2F-Construction test lab(Ⅰ) | I | 2019-06-24 | 2020-06-23 | JSMI | Closed | 2002-06-13 | repairing | RMB | 380 | 上海远中电子仪器厂 | 绝缘电阻表
EC2457 |  | AC Digital Power Meter |  | 870010000 | SH Lab | 86#1F-General test lab | II | 2019-12-06 | 2020-12-05 | EC JK | Closed | 2002-06-13 | AC | RMB | 2220 | QingZhi | 数字交流功率表
EC2458 |  | AC Digital Power Meter |  | 870010000 | SH Lab | 86#3F-Home appliance test lab | II | 2017-07-19 | — | ES CZ | Disposal | 2002-06-13 | AC(232 connector) | RMB | 2220 | QingZhi | 数字交流功率表
EC2459 |  | 3-Axise Fixture |  |  | SH Lab | 86#1F-General test lab | III | 2002-06-13 | — |  | Closed | 2002-06-13 |  | RMB | 80000 | NB Rolling Stone | 3轴多用测试装置
EC2460 |  | Temperature and Humidity Recorder |  |  | SH Lab |  | II |  | — | SIMT | Disposal | 2002-06-24 | Scrap | RMB | 0 | BeiJing YaGuang | 温湿度记录仪
EC2461 |  | Digital scale |  | LE44715 | SH Lab | 86#4F-Multimedia test lab | I | 2020-01-02 | 2021-01-01 | JSMI | Closed | 2002-06-24 |  | RMB | 1750 | BeiJing YuQuan | 电子秤
EC2462 |  | Stopwatch |  |  | SH Lab | 86#3F-Home appliance test lab | I | 2007-08-08 | — | SIMT | Disposal | 2002-06-24 |  | RMB | 130 | Stopwatch Factory | 秒表
EC2463 |  | Stopwatch |  |  | SH Lab |  | I |  | — |  | Disposal | 2002-06-24 | Scrap | RMB | 0 | Stopwatch Factory | 秒表
EC2464 |  | Solder bath |  |  | SH Lab | 85#5F-Gauge room | II | 2019-08-30 | 2020-08-29 | EC JK | Closed | 2002-06-24 |  | RMB | 250 | CT | 恒温熔炉
EC2465 |  | Digital Caliper |  |  | XM Lab | Xiamen test lab | I | 2019-01-22 | 2020-01-21 | XRCTT | Calibrating | 2002-06-24 |  | RMB | 300 | Sha Liang-ren Fa. | 电子数显卡尺
EC2466 |  | Isolating Transformer |  | 2043980 | XM Lab | Xiamen test lab | III | 2002-04-24 | — |  | Closed | 2002-04-24 |  | RMB | 850 | SH-Regul. Factory | 隔离变压器
EC2467 |  | Resistor |  |  | CN FAC | 86#4F-Facility fixing room | III | 2002-07-02 | — |  | Closed | 2002-07-02 |  | RMB | 120 | ShangHai ShengXin | 校准用电阻
EC2468 |  | Pressure Testing Pump |  | 4006 | SH Lab | 86#3F-Cooking & HVAC test lab | III | 2002-07-03 | — |  | Closed | 2002-07-04 |  | RMB | 1520 | HaiMen Pressure Pump | 试压泵
EC2468 | 1 | Pressure meter |  |  | SH Lab | 86#3F-Home appliance test lab | I | 2015-05-29 | — | SQI | Out of service | 2003-01-01 |  | RMB | 0 | Shanghai automatic 4th meter factory | 压力表
EC2468 | 1 | Pressure Meter |  |  | SH Lab | 86#3F-Home appliance test lab | I | 2015-05-29 | 2016-05-28 | SQI | Calibrating | 2003-01-01 | 用来替换 EC 2468-1 和 EC 2468-5 因计量超差而报废的两个 | RMB | 300 |  | 指针式压力表
EC2468 | 2 | Pressure meter |  |  | SH Lab |  | I |  | — |  | Disposal | 2003-01-01 |  | RMB | 0 | Shanghai automatic 4th meter factory | 压力表
EC2468 | 3 | Pressure meter |  |  | SH Lab |  | I |  | — | SIMT | Disposal | 2003-01-01 |  | RMB | 0 | Shanghai automatic 4th meter factory | 压力表
EC2468 | 4 | Pressure meter |  |  | SH Lab |  | I |  | — | SIMT | Disposal | 2006-06-09 |  | RMB | 0 | Shanghai automatic 4th meter factory | 压力表
EC2468 | 5 | Pressure meter |  | 604449 | SH Lab | 86#3F-Cooking & HVAC test lab | I | 2019-04-28 | 2020-04-27 | JSMI | Closed | 2006-06-09 |  | RMB | 300 | Shanghai automatic instrumentation Co.,Ltd | 压力表
EC2468 | 5 | Pressure Meter |  |  | SH Lab | 86#3F-Home appliance test lab | I | 2019-04-28 | 2020-04-27 | JSMI | Closed | 2008-04-10 13:46 | 用来替换 EC 2468-1 和 EC 2468-5 因计量超差而报废的两个 | RMB | 300 |  | 指针式压力表
EC2468 | 6 | Pressure meter |  | 604443 | SH Lab | 86#3F-Cooking & HVAC test lab | I | 2008-08-19 | — | SIMT | Disposal | 2006-06-09 |  | RMB | 300 | Shanghai automatic instrumentation Co.,Ltd | 压力表
EC2468 | 7 | Pressure meter |  | 504394 | SH Lab | 86#3F-Cooking & HVAC test lab | I | 2013-06-06 | — | SIMT | Disposal | 2006-06-09 |  | RMB | 300 | Shanghai automatic instrumentation Co.,Ltd | 压力表
EC2468 | 8 | Pressure meter |  | 504391 | SH Lab | 86#3F-Cooking & HVAC test lab | I | 2019-04-28 | 2020-04-27 | JSMI | Closed | 2002-07-03 |  | RMB | 300 | Shanghai automatic instrumentation Co.,Ltd | 压力表
EC2469 |  | Soldering Tool |  |  | SH Lab | 85#5F-Gauge room | II | 2019-08-30 | 2020-08-29 | EC JK | Closed | 2002-07-05 |  | RMB | 1100 | Cooper Tools Weller | 焊接工具
EC2470 |  | Thermo-anemometer |  |  | SH Lab | 86#2F-Construction test lab(Ⅰ) | I |  | — | SIMT | Disposal | 2002-07-07 |  | RMB | 0 | HengXin | 风速温度计
EC2471 | 1 | Plug gauge “A” for checking maximum insertion force and maximum withdraw force in lampholders G23 |  |  | SH Lab | 51#7F-LUM test lab | II | 2019-06-23 | 2020-06-22 | EC JK | Closed | 2002-06-25 |  | RMB | 7250 | ZhenLai | 灯座量规
EC2471 | 2 | Plug gauge “B” for checking maximum insertion force in lampholder |  |  | SH Lab | 51#7F-LUM test lab | II | 2019-06-23 | 2020-06-22 | EC JK | Closed | 2002-06-25 |  | RMB | 7250 | ZhenLai | 灯座量规
EC2471 | 3 | Plug gauge “C”for checking minimum retention force in lampholders G23 |  |  | SH Lab | 51#7F-LUM test lab | II | 2019-06-23 | 2020-06-22 | EC JK | Closed | 2002-06-25 |  | RMB | 7250 | ZhenLai | 灯座量规
EC2471 | 4 | Gauge for lampholder |  |  | SH Lab | 51#7F-LUM test lab | II | 2019-06-23 | 2020-06-22 | EC JK | Closed | 2002-06-25 |  | RMB | 7250 | ZhenLai | 灯座量规
EC2471 | 5 | Gauge for lampholder |  |  | SH Lab | 51#7F-LUM test lab | II | 2019-06-23 | 2020-06-22 | EC JK | Closed | 2002-06-25 |  | RMB | 7250 | ZhenLai | 灯座量规
EC2471 | 6 | Gauge for Lamphold |  |  | SH Lab | 51#7F-LUM test lab | II | 2019-06-23 | 2020-06-22 | EC JK | Closed | 2002-06-25 |  | RMB | 7250 | ZhenLai | 灯座量规
EC2472 |  | Torque tester for stalled motor |  |  | SH Lab |  | I |  | — | SIMT | Disposal | 2002-07-09 |  | RMB | 0 | BeiJing ShangFeng | 堵转扭矩测试仪
EC2473 |  | Digital scale |  |  | SH Lab |  | I |  | — | JSMI | Disposal | 2002-07-10 |  | RMB | 0 | UWE | 电子秤
EC2474 |  | Digital scale |  | SAW58748 | SH Lab | 86#1F-General test lab | I | 2019-07-05 | 2020-07-04 | JSMI | Closed | 2002-07-10 |  | RMB | 2200 | ShangHai yingZhan | 电子秤
EC2475 |  | DC Analog Current Meter |  | 506-3 | SH Lab | 86#2F-Power supply test lab | I | 2011-07-07 | — | SIMT | Disposal | 2002-07-10 |  | RMB | 800 | Second Meter Factorly | 模拟直流电流表
EC2476 |  | AC High Voltage/Insulation Resistance Tester |  | 9008 | SH Lab | 85#5F-ACCE & LUM test lab | I | 2019-07-30 | 2020-07-29 | JSMI | Closed | 2002-07-10 |  | RMB | 12200 | ShangHai AnBiao | 耐电压/绝缘阻抗测试仪
EC2477 |  | Resistor |  |  | SH Lab | 86#2F-Power supply test lab | III | 2002-07-10 | — |  | Closed | 2002-07-10 |  | RMB | 120 | ShangHai ShengXin | 校准用电阻
EC2478 |  | Resistor |  |  | CN FAC | 86#4F-Facility fixing room | III | 2002-07-10 | — |  | Closed | 2002-07-10 |  | RMB | 120 | ShangHai ShengXin | 校准用电阻
EC2479 |  | Combustible Gas Detector |  | 702490 | SH Lab | 86#3F-Construction test lab (Ⅱ) | I | 2018-04-18 | — | SIMT | Out of service | 2002-07-10 |  | RMB | 0 | RAE | 易燃易爆气体检测仪
EC2480 |  | Gauge |  |  | SH Lab | 51#7F-LUM test lab | II | 2019-07-14 | 2020-07-13 | ES AW | Closed | 2002-07-16 |  | RMB | 0 | ZhenLai | 检查灯座螺纹位置用量规
EC2481 |  | Mounting device for the impact test |  |  | SH Lab | 85#5F-Gauge room | II | 2019-07-18 | 2020-07-17 | EC JK | Closed | 2002-07-22 |  | RMB | 632.8 | Shanghai Generator Fac. | 冲击测试支架
EC2482 |  | Apparatus Impact test for free-standing control |  |  | SH Lab | 85#5F-ACCE & LUM test lab | III | 2002-07-22 | — | ES JH | Closed | 2002-07-22 |  | RMB | 354 | Shanghai Generator Fac. | 立式控制器冲击试验装置
EC2483 |  | Steel plate |  |  | SH Lab | 86#2F-Power supply test lab | III | 2002-07-22 | — |  | Closed | 2002-07-22 |  | RMB | 261 | Shanghai Generator Fac. | 跌落测试钢板
EC2484 |  | Test Corner |  |  | SH Lab | 86#4F-Multimedia test lab | III | 2002-07-23 | — |  | Closed | 2002-07-23 |  | RMB | 0 | DaTong | 试验角
EC2485 |  | Multi-product Calibrator |  |  | SH Lab |  | I |  | — | JSMI | Out of service | 2002-07-24 |  | RMB | 0 | Transmille Ltd. | 多功能校正仪
EC2486 |  | Apparatus for testing the abrasion resistance of current-carrying hoses |  |  | SH Lab | 86#1F-General test lab | III | 2002-07-05 | — | ES JH | Closed | 2002-07-05 |  | RMB | 4696 | ZhenLai | 载流软管抗磨损测试装置
EC2486 | 2 | Weight |  |  | SH Lab | 86#1F-General test lab | II | 2019-07-28 | 2020-07-27 | EC JK | Closed | 2002-07-05 |  | RMB | 4696 | ZhenLai | 载流软管抗磨损测试装置
EC2487 |  | Apparatus for testing the resistance to flexing of current-carrying hoses |  |  | SH Lab | 86#1F-General test lab | III | 2002-07-05 | — | ES JH | Closed | 2002-07-05 |  | RMB | 3500 | ZhenLai | 载流软管抗弯折力测试装置
EC2487 | 4 | Weight |  |  | SH Lab | 86#1F-General test lab | III | 2015-07-28 | — | ES CZ | Closed | 2002-07-05 |  | RMB | 3500 | ZhenLai | 载流软管抗弯折力测试装置
EC2488 |  | Fixture for Endurance test for the connection contact of cordless kettle |  |  | SH Lab | 86#1F-General test lab | III | 2002-07-05 | — |  | Closed | 2002-07-05 |  | RMB | 5000 | ZhenLai | 无绳壶耐久测试用夹具
EC2489 |  | Apparatus for testing the resistance to crushing of current-carrying hoses |  |  | CN FAC | 86#4F-Facility fixing room | III | 2002-07-05 | — |  | Closed | 2002-07-05 |  | RMB | 4000 | ZhenLai | 载流软管抗变形测试装置
EC2490 |  | Apparatus for temperature rising test of flush-type socket-outlet |  |  | SH Lab | 85#5F-ACCE & LUM test lab | III | 2002-07-05 | — |  | Closed | 2002-07-05 |  | RMB | 0 | DaTong | 嵌入式插座温升试验装置
EC2491 |  | Gauge |  |  | SH Lab |  | II |  | — |  | Disposal | 2002-07-30 | 6A-10A -1 | RMB | 0 | ZhenLai | 单脚量规
EC2492 |  | Horizontal Reciprocating Test Apparatus |  |  | SH Lab | 86#1F-General test lab | II | 2019-09-09 | 2020-09-08 | EC JK | Closed | 2002-08-01 |  | RMB | 0 | ZhenLai | 水平往复测试装置
EC2493 |  | Apparatus for testing durability of markings on rating labels |  |  | SH Lab | 85#5F-Gauge room | III | 2002-08-02 | — |  | Closed | 2002-08-02 |  | RMB | 0 | Shanghai Generator Fac. | 测试额定值标签标记的耐久性设备
EC2494 |  | DC Power Box |  |  | SH Lab | 85#5F-ACCE & LUM test lab | III | 2002-08-05 | — |  | Closed | 2002-08-05 |  | RMB | 1500 | DaTong | 直流电源盒
EC2495 |  | Three-pin test plug |  |  | SH Lab | 85#5F-Gauge room | II | 2019-07-28 | 2020-07-27 | EC JK | Closed | 2002-08-01 |  | RMB | 0 | ZhenLai | 三脚测试插头
EC2496 |  | Test Pin |  |  | SH Lab | 86#3F-Construction test lab (Ⅱ) | II |  | — | ES LWF | Disposal | 2002-08-01 |  | RMB | 0 | ZhenLai | 试验销
EC2497 |  | Test Pin |  |  | SH Lab |  | II |  | — | ES LWF | Disposal | 2002-08-01 |  | RMB | 0 | ZhenLai | 试验销
EC2498 |  | Torque Screwdriver |  |  | SH Lab |  | II |  | — |  | Disposal | 2002-08-05 | Scrap | RMB | 0 | TOHNICHI | 扭力螺丝刀
EC2499 |  | Torque Screwdriver |  |  | SH Lab |  | I |  | — | SIMT | Disposal | 2002-08-05 | can't be found | RMB | 0 | TOHNICHI | 扭力螺丝刀
EC2500 |  | Torque Screwdriver |  | 444774P | SH Lab | 86#2F-Construction test lab(Ⅰ) | I | 2017-08-23 | — | JSMI | Disposal | 2002-08-05 |  | RMB | 1290 | TOHNICHI | 扭力螺丝刀
EC2501 |  | Torque Screwdriver |  |  | SH Lab |  | II |  | — |  | Disposal | 2002-08-05 | Scrap | RMB | 0 | TOHNICHI | 扭力螺丝刀
EC2502 |  | Torque Screwdriver |  |  | SH Lab |  | II |  | — |  | Disposal | 2002-08-05 | Scrap | RMB | 0 | TOHNICHI | 扭力螺丝刀
EC2503 |  | Torque Screwdriver |  |  | CN FAC | 86#4F-Calibration room | I | 2006-12-07 | — | SIMT | Damaged | 2002-08-05 |  | RMB | 1380 | TOHNICHI | 扭力螺丝刀
EC2504 |  | Single-Pin test plug |  |  | SH Lab | 85#5F-Gauge room | II | 2019-08-08 | 2020-08-07 | ES AW | Closed | 2002-08-10 |  | RMB | 0 | ZhenLai | 单脚测试插头
EC2505 |  | Hardwood Board |  |  | SH Lab | 86#3F-Training equipment test lab | III | 2000-05-15 | — |  | Closed | 2000-05-15 |  | RMB | 0 | DaTong | 硬木板
EC2506 |  | Φ203mm Test box for Lampholder temperature rise |  |  | XM Lab | Xiamen test lab | III | 2001-03-06 | — |  | Closed | 2001-03-06 |  | RMB | 0 | DaTong | Φ203mm灯座温升测试箱
EC2507 |  | Fixture with steel-wire driving for switch endurance test |  |  | SH Lab | 86#3F-Home appliance test lab | III | 2002-08-01 | — |  | Closed | 2002-08-01 |  | RMB | 0 | ZhenLai | 开关耐久性测试用钢丝 驱动器支架
EC2508 |  | Sand Bag |  |  | SH Lab | 85#5F-ACCE & LUM test lab | III | 2002-08-20 | — |  | Closed | 2002-08-20 |  | RMB | 20 | ETL SEMKO ShangHai | 沙袋
EC2509 |  | Probe for measuring surface temperature |  |  | SH Lab | 86#3F-Construction test lab (Ⅱ) | II | 2019-08-11 | 2020-08-10 | EC JK | Closed | 2002-08-15 |  | RMB | 0 | ZhenLai | 测量表面温度用探针
EC2510 |  | Pink noise generator |  | 73 | XM Lab | Xiamen test lab | I | 2018-07-31 | — | CEPREI | Repairing | 2002-08-26 |  | RMB | 0 | SEMKO AB | 粉红噪声发生器
EC2511 |  | 12 Way Type K Selector Unit |  |  | SH Lab | 86#3F-Heating & motor test lab | III | 2002-08-27 | — |  | Closed | 2002-08-27 |  | RMB | 1100 | UK | 12路K型选择器
EC2512 |  | 12 Way Type K Selector Unit |  |  | SH Lab | 85#5F-ACCE & LUM test lab | III | 2002-08-27 | — |  | Closed | 2002-08-27 |  | RMB | 1100 | UK | 12路K型选择器
EC2513 |  | 12 Way Type K Selector Unit |  |  | SH Lab | 86#1F-Tools & machinery test lab | III | 2002-08-27 | — |  | Closed | 2002-08-27 |  | RMB | 1100 | UK | 12路K型选择器
EC2514 |  | 12 Way Type K Selector Unit |  |  | SH Lab | 86#4F-Multimedia test lab | III | 2002-08-27 | — |  | Closed | 2002-08-27 |  | RMB | 1100 | UK | 12路K型选择器
EC2515 |  | 12 Way Type K Selector Unit |  |  | SH Lab | 86#4F-EMC test lab | III | 2002-08-27 | — |  | Closed | 2002-08-27 |  | RMB | 1100 | UK | 12路K型选择器
EC2516 |  | 12 Way Type K Selector Unit |  |  | SH Lab | 85#5F-ACCE & LUM test lab | III | 2002-08-27 | — |  | Closed | 2002-08-27 |  | RMB | 1100 | UK | 12路K型选择器
EC2517 |  | 12 Way Type K Selector Unit |  |  | CN FAC | 86#4F-Facility fixing room | III | 2002-08-27 | — |  | Closed | 2002-08-27 |  | RMB | 1100 | UK | 12路K型选择器
EC2518 |  | 12 Way Type K Selector Unit |  |  | CN FAC | 86#4F-Facility fixing room | III | 2002-08-27 | — |  | Closed | 2002-08-27 |  | RMB | 1100 | UK | 12路K型选择器
EC2519 |  | 12 Way Type K Selector Unit |  |  | CN FAC | 86#4F-Facility fixing room | III | 2002-08-27 | — |  | Closed | 2002-08-27 |  | RMB | 1100 | UK | 12路K型选择器
EC2520 |  | 12 Way Type K Selector Unit |  |  | CN FAC | 86#4F-Facility fixing room | III | 2002-08-27 | — |  | Closed | 2002-08-27 |  | RMB | 1100 | UK | 12路K型选择器
EC2521 |  | Digital Caliper |  | 2061500 | SH Lab | 86#2F-Construction test lab(Ⅰ) | I | 2008-12-04 | — | SIMT | Disposal | 2002-08-30 |  | RMB | 230 | Sha Liang-ren Fa. | 电子数显卡尺
EC2522 |  | Digital Caliper |  | 20051900 | SH Lab | 86#3F-Construction test lab (Ⅱ) | I | 2016-01-18 | — | JSMI | Out of service | 2002-08-30 |  | RMB | 300 | Sha Liang-ren Fa. | 电子数显卡尺
EC2523 |  | Test Pin |  |  | SH Lab | 86#3F-Construction test lab (Ⅱ) | II | 2019-11-02 | 2020-11-01 | EC JZ | Closed | 2002-09-02 |  | RMB | 0 | ZhenLai | 长试验销
EC2524 |  | Photo Comp |  |  | SH Lab |  | I |  | — |  | Disposal | 2002-09-09 | Out of service, | RMB | 0 | Gamma Scientific | 激光功率计
EC2525 |  | Measuring rod for battery jumper cable set test |  |  | CN FAC | 86#4F-Calibration room | II | 2019-09-09 | 2020-09-08 | EC JK | Closed | 2002-09-12 |  | RMB | 0 | ZhenLai | 鳄鱼夹试验棒
EC2526 |  | Data Acquisition/Switch Unit |  |  | SH ACCE | 85#5F-ACCE & LUM test lab | II | 2019-09-18 | 2020-09-17 | ES AW | Closed | 2002-09-12 | Agilent BenchLink Data Logger 3版本4.2.00 | RMB | 12850 | Agilent | 数据采集仪
EC2527 |  | Data Acquisition/Switch Unit |  |  | SH Lab | 86#3F-Heating & motor test lab | II | 2020-01-12 | 2021-01-11 | ES AW | Closed | 2002-09-12 | Agilent BenchLink Data Logger 3版本4.2.00 | RMB | 12850 | Agilent | 数据采集仪
EC2528 |  | Apparatus for measuring the air steam temperature of hand-supported hair dryers |  |  | SH Lab | 86#3F-Home appliance test lab | III | 2002-09-12 | — |  | Closed | 2002-09-12 |  | RMB | 0 | ZhenLai | 手持式电吹风气流温度测试装置
EC2529 |  | Test apparatus for impact test |  |  | SH Lab | 85#5F-ACCE & LUM test lab | III | 2002-09-09 | — |  | Closed | 2002-09-09 |  | RMB | 0 | ZhenLai | 冲击试验辅助装置
EC2530 |  | Digital Milliohm Meter |  |  | SH Lab | 86#3F-Home appliance test lab | III | 2007-08-24 | — | ES JH | Disposal | 2002-09-12 | calibrating | RMB | 0 |  | 数字毫欧表
EC2531 |  | Test corner |  |  | SH Lab | 85#5F-ACCE & LUM test lab | III | 2002-09-12 | — |  | Closed | 2002-09-12 |  | RMB | 0 | XinWu | 试验角
EC2532 |  | Apparatus for globule solder ability test |  |  | SH Lab | 85#5F-Gauge room | II | 2019-09-09 | 2020-09-08 | EC JK | Closed | 2002-09-13 |  | RMB | 0 | ZhenLai | 焊珠焊接性能测试装置
EC2533 |  | Indentation device |  |  | SH Lab | 51#7F-LUM test lab | II | 2019-09-07 | 2020-09-06 | ES AW | Closed | 2002-09-16 |  | RMB | 130 | Shanghai Generator Fac. | 压缩装置
EC2534 |  | AC Linear Power Source |  |  | SH Lab | 86#1F-General test lab | III | 2002-09-19 | — |  | Disposal | 2002-09-19 |  | RMB | 29000 | APC | 交流稳压电源
EC2535 |  | Weight |  |  | SH Lab | 85#5F-Gauge room | III | 2014-09-09 | — | ES CZ | Closed | 2002-09-22 |  | RMB | 0 | ZhenLai | 砝码
EC2536 |  | Gauge |  |  | SH Lab | 86#3F-Construction test lab (Ⅱ) | II | 2019-09-08 | 2020-09-07 | EC JK | Closed | 2002-09-22 |  | RMB | 1000 | ZhenLai | 4-15mm量规
EC2537 |  | Leakage Current Filter |  |  | SH Lab |  | II |  | — |  | Disposal | 2002-09-15 | Scrap | RMB | 0 | AnBiao Elec. | 泄漏电流测试盒
EC2538 |  | Leakage Current Filter |  |  | SH Lab |  | II |  | — |  | Disposal | 2002-09-15 | Scrap | RMB | 0 | AnBiao Elec. | 泄漏电流测试盒
EC2539 |  | Leakage Current Filter |  |  | SH Lab |  | II |  | — |  | Disposal | 2002-09-15 | Scrap | RMB | 0 | AnBiao Elec. | 泄漏电流测试盒
EC2540 |  | Leakage Current Filter |  |  | SH Lab |  | II |  | — |  | Disposal | 2002-09-15 | Scrap | RMB | 0 | AnBiao Elec. | 泄漏电流测试盒
EC2541 |  | Leakage Current Filter |  |  | SH Lab |  | II |  | — |  | Disposal | 2002-09-15 | Scrap | RMB | 0 | AnBiao Elec. | 泄漏电流测试盒
EC2542 |  | Leakage Current Filter |  |  | SH Lab |  | II |  | — |  | Disposal | 2002-09-15 | Scrap | RMB | 0 | AnBiao Elec. | 泄漏电流测试盒
EC2543 |  | Leakage Current Filter |  |  | SH Lab |  | II |  | — |  | Disposal | 2002-09-15 | Scrap | RMB | 0 | AnBiao Elec. | 泄漏电流测试盒
EC2544 |  | Leakage Current Filter |  |  | SH Lab |  | II |  | — |  | Disposal | 2002-09-15 | Scrap | RMB | 0 | AnBiao Elec. | 泄漏电流测试盒
EC2545 |  | Leakage Current Filter |  |  | SH Lab |  | II |  | — |  | Disposal | 2002-09-15 | Scrap | RMB | 0 | AnBiao Elec. | 泄漏电流测试盒
EC2546 |  | Leakage Current Filter |  |  | SH Lab |  | II |  | — |  | Disposal | 2002-09-15 | Scrap | RMB | 0 | AnBiao Elec. | 泄漏电流测试盒
EC2547 |  | Leakage Current Filter |  |  | SH Lab |  | II |  | — |  | Disposal | 2002-09-15 | Scrap | RMB | 0 | AnBiao Elec. | 泄漏电流测试盒
EC2548 |  | Leakage Current Filter |  |  | SH Lab |  | II |  | — |  | Disposal | 2002-09-15 | Scrap | RMB | 0 | AnBiao Elec. | 泄漏电流测试盒
EC2549 |  | Leakage Current Filter |  |  | SH Lab |  | II |  | — |  | Disposal | 2002-09-15 | Scrap | RMB | 0 | AnBiao Elec. | 泄漏电流测试盒
EC2550 |  | Leakage Current Filter |  |  | SH Lab |  | II |  | — |  | Disposal | 2002-09-15 | Scrap | RMB | 0 | AnBiao Elec. | 泄漏电流测试盒
EC2551 |  | Leakage Current Filter |  |  | SH Lab |  | II |  | — |  | Disposal | 2002-09-15 | Scrap | RMB | 0 | AnBiao Elec. | 泄漏电流测试盒
EC2552 |  | AC Linear Power Source |  |  | SH Lab | 86#3F-Home appliance test lab | III | 2002-09-19 | — |  | Closed | 2002-09-19 |  | RMB | 41000 | APC | 交流稳压电源
EC2553 |  | Gauges for checking the distance from the engagement face of connectors to the point of first contact |  |  | SH Lab | 85#5F-Gauge room | II | 2019-09-08 | 2020-09-07 | EC JZ | Closed | 2002-09-24 |  | RMB | 0 | ZhenLai | 检查连接器接合面到第一接触点间距量规
EC2554 |  | IPX3-X6 tester |  | 70164 | SH Lab | 86#1F-Washing M/C test lab | I | 2019-05-20 | 2020-05-19 | SETRI | Closed | 2002-09-09 |  | RMB | 83000 | Dong Guan Brighten | IPX3-X6防水防溅试验装置
EC2554 | 1 | Hydraulic pressure gauge |  |  | SH Lab | 86#1F-Washing M/C test lab | I |  | — | SIMT | Disposal | 2003-04-06 |  | RMB | 0 |  | 水压表
EC2554 | 10 | Oscillating Tube |  |  | SH Lab | 86#1F-Water-proof test lab | I | 2019-05-20 | 2020-05-19 | SETRI | Closed | 2013-12-16 10:00 | 增加小样品IPX3/4实验能力 | RMB | 3340 |  | 摆管（200MM）
EC2554 | 11 | Oscillating Tube |  |  | SH Lab | 86#1F-Water-proof test lab | I | 2019-05-20 | 2020-05-19 | STIEA | Closed | 2013-12-16 10:00 | 增加小样品IPX3/4实验能力 | RMB | 3340 |  | 摆管（400mm)
EC2554 | 13 | flowmeter | 0~7 |  | LAB | 86#1F-Washing M/C test lab | I | 2018-07-31 | 2020-07-30 | SIMT | Closed | 2014-07-09 16:51 | 0~7 |  | 120 | 余姚振兴流量仪表厂 | 流量计
EC2554 | 14 | flowmeter | 0.8 |  | LAB | 86#1F-Water-proof test lab | I | 2018-07-25 | 2020-07-24 | SIMT | Closed | 2014-07-09 16:54 | 0~0.8 |  | 120 | 余姚振兴流量仪表厂 | 流量计
EC2554 | 2 | Flowmeter |  |  | SH Lab | 86#1F-Washing M/C test lab | I |  | — | SIMT | Disposal | 2003-04-30 |  | RMB | 0 |  | 流量表
EC2554 | 3 | Tapeline |  |  | SH Lab | 86#1F-Washing M/C test lab | II |  | — |  | Disposal | 2006-04-05 | Tapeline isn’t found | RMB | 0 |  | 卷尺
EC2554 | 4 | Pressure meter |  |  | SH Lab | 86#1F-Washing M/C test lab | II |  | — | SIMT | Disposal | 2007-03-23 |  | RMB | 0 |  | 压力表
EC2554 | 5 | Flowmeter |  |  | SH Lab | 86#1F-Washing M/C test lab | I | 2013-09-24 | — | SIMT | Disposal | 2007-04-12 |  | RMB | 230 | 沈阳市北星流量仪表厂 | 流量表
EC2554 | 6 | Flowmeter |  | 70164 | SH Lab | 86#1F-Washing M/C test lab | I | 2019-10-22 | 2021-10-21 | SIMT | Closed | 2006-06-19 |  | RMB | 2830 | 天津市华水自动化仪表研究中心 | 涡轮流量计
EC2554 | 7 | Oscillating tube |  |  | SH Lab | 86#1F-Washing M/C test lab | III | 2008-06-20 | — | ES JH | Closed | 2006-06-05 |  | RMB | 1950 | Dong Guan Brighten | 摆管
EC2554 | 8 | Wooden board |  |  | SH Lab | 86#1F-Washing M/C test lab | III | 2006-06-05 | — |  | Closed | 2007-03-08 |  | RMB | 600 | Shanghai Sidisi | 木板
EC2554 | 9 | Thermometer |  |  | SH Lab | 86#1F-Washing M/C test lab | II | 2019-12-06 | 2020-12-05 | ES AW | Closed | 2002-09-09 |  | RMB | 400 | 利腾机械厂&上海章纸商贸有限公司 | 温度计
EC2555 |  | IPX7 tester |  |  | SH Lab | 86#1F-Washing M/C test lab | III | 2002-09-24 | — |  | Closed | 2002-09-24 |  | RMB | 2620 | OuLing Kitchen | IPX7防水防溅试验装置
EC2556 |  | IPX8 tester-1 |  |  | SH Lab | 86#1F-Washing M/C test lab | I | 2019-05-20 | 2020-05-19 | SETRI | Closed | 2002-09-24 |  | RMB | 5678 | OuLing Kitchen | IPX8防水防溅试验装置
EC2557 |  | Power Analyzer |  | DM 8150 146 | SH Lab | 86#1F-Washing M/C test lab | I | 2018-07-27 | 2019-07-26 | SIMT | Closed | 2002-10-15 |  | RMB | 23180 | FLUKE | 功率分析仪
EC2558 |  | Digital Multimeter |  | 81110200 | SH Lab | 86#3F-Home appliance test lab | II | 2013-12-19 | — | ES AW | Disposal | 2002-10-22 |  | RMB | 2950 | FLUKE | 数字万用表
EC2559 |  | Digital Multimeter |  |  | SH Lab |  | II |  | — |  | Disposal | 2002-10-22 | Scrap | RMB | 2950 | FLUKE | 数字万用表
EC2560 |  | Digital Multimeter |  | 81740000 | SH Lab | 86#4F-EMC test lab | II | 2020-03-04 | 2021-03-03 | EC JZ | Closed | 2002-10-22 |  | RMB | 2950 | FLUKE | 数字万用表
EC2561 |  | AC Frequency Converter |  |  | SH Lab | 86#1F-Garden tools test lab (Ⅰ) | III | 2002-10-22 | — |  | Closed | 2002-10-22 |  | RMB | 69000 | APC | 交流变频电源
EC2562 |  | Variable Transformer |  | 319 | SH Lab | 86#3F-Heating & motor test lab | III | 2002-10-22 | — |  | Closed | 2002-10-22 |  | RMB | 790 | SH-Regul. Factory | 调压器
EC2563 |  | Variable Transformer |  | 584 | SH Lab | 86#1F-General test lab | III | 2002-10-22 | — |  | Closed | 2002-10-22 |  | RMB | 2900 | SH-Regul. Factory | 调压器
EC2564 |  | Current Transformer |  | 128 | SH Lab | 85#5F-ACCE & LUM test lab | I | 2006-11-09 | — | SIMT | Disposal | 2002-10-28 |  | RMB | 980 | SH-Inductor Factory | 电流互感器
EC2565 |  | AC Digital Power Meter |  | 870210000 | SH Lab | 86#3F-Heating & motor test lab | II | 2019-11-13 | 2020-11-12 | EC JK | Closed | 2002-10-28 | AC | RMB | 1820 | QingZhi | 数字交流功率表
EC2566 |  | Water supply for washing machine test |  |  | SH Lab | 86#1F-Washing M/C test lab | III | 2002-10-28 | — |  | Closed | 2002-10-28 |  | RMB | 66600 | OuLing Kitchen | 洗衣机测试用供水系统
EC2566 | 101 | Flowmeter |  |  | SH Lab | 86#1F-Washing M/C test lab | I | 2018-12-23 | 2019-12-22 | SQI | Calibrating | 2002-10-28 |  | RMB | 280 | ShangHai OuLing Kitchen Compan | 流量表
EC2566 | 102 | Flowmeter |  |  | SH Lab | 86#1F-Washing M/C test lab | I | 2018-12-23 | 2019-12-22 | SQI | Calibrating | 2002-10-28 |  | RMB | 280 | ShangHai OuLing Kitchen Compan | 流量表
EC2566 | 103 | Flowmeter |  |  | SH Lab | 86#1F-Washing M/C test lab | I | 2018-12-23 | 2019-12-22 | SQI | Calibrating | 2002-10-28 |  | RMB | 280 | ShangHai OuLing Kitchen Compan | 流量表
EC2566 | 104 | Flowmeter |  |  | SH Lab | 86#1F-Washing M/C test lab | I | 2018-12-23 | 2019-12-22 | SQI | Calibrating | 2002-10-28 |  | RMB | 280 | ShangHai OuLing Kitchen Compan | 流量表
EC2566 | 105 | Flowmeter |  |  | SH Lab | 86#1F-Washing M/C test lab | I | 2018-12-23 | 2019-12-22 | SQI | Calibrating | 2002-10-28 |  | RMB | 280 | ShangHai OuLing Kitchen Compan | 流量表
EC2566 | 106 | Flowmeter |  |  | SH Lab | 86#1F-Washing M/C test lab | I | 2018-12-23 | 2019-12-22 | SQI | Calibrating | 2002-10-28 |  | RMB | 280 | ShangHai OuLing Kitchen Compan | 流量表
EC2566 | 107 | Flowmeter |  |  | SH Lab | 86#1F-Washing M/C test lab | I | 2018-12-23 | 2019-12-22 | SQI | Calibrating | 2002-10-28 |  | RMB | 280 | ShangHai OuLing Kitchen Compan | 流量表
EC2566 | 108 | Flowmeter |  |  | SH Lab | 86#1F-Washing M/C test lab | I | 2018-12-23 | 2019-12-22 | SQI | Calibrating | 2002-10-28 |  | RMB | 280 | ShangHai OuLing Kitchen Compan | 流量表
EC2566 | 201 | Thermometer |  |  | SH Lab | 86#1F-Washing M/C test lab | II | 2019-12-23 | 2020-12-22 | ES AW | Closed | 2002-10-28 |  | RMB | 66600 | ShangHai OuLing Kitchen Compan | 点温计
EC2566 | 202 | Thermometer |  |  | SH Lab | 86#1F-Washing M/C test lab | II | 2019-12-23 | 2020-12-22 | ES AW | Closed | 2002-11-12 |  | RMB | 66600 | ShangHai OuLing Kitchen Compan | 点温计
EC2566 | 301 | Pressure meter |  |  | SH Lab | 86#1F-Washing M/C test lab | I |  | — |  | Disposal | 2003-01-01 | can't be reparied ,will to scrap | RMB | 0 | 上海江云仪表厂 | 压力表
EC2566 | 302 | Pressure meter |  |  | SH Lab | 86#1F-Washing M/C test lab | I | 2019-04-28 | 2020-04-27 | JSMI | Closed | 2002-10-28 |  | RMB | 300 | ShangHai OuLing Kitchen Compan | 压力表
EC2567 |  | The apparatus for measuring residual voltage |  |  | SH Lab | 86#2F-Power supply test lab | II | 2019-11-01 | 2020-10-31 | ES AW | Closed | 2002-11-02 |  | RMB | 0 | DaTong | 残余电压测量设备
EC2568 |  | Torque Screwdriver |  | 02D137 | SH Lab | 85#5F-Gauge room | I | 2013-06-04 | — | SQI | Damaged | 2002-11-04 |  | RMB | 1660 | KANON | 扭力螺丝刀
EC2569 |  | High Temperature Oven |  | 2030160 | SH Lab | 86#1F-General test lab | I | 2011-01-11 | — | JSMI | Disposal | 2002-11-05 |  | RMB | 7000 | SenXin | 高温烘箱
EC2570 |  | Horizontal wood surface |  |  | SH Lab | 86#4F-Multimedia test lab | III | 2002-11-07 | — |  | Closed | 2002-11-07 |  | RMB | 600 | ShangHai LingYa | 水平木板
EC2571 |  | Test bench for dust measurement |  |  | SH Lab | 86#1F-Tools & machinery test lab | III | 2002-11-07 | — |  | Closed | 2002-11-07 |  | RMB | 1200 | ShangHai LingYa | 灰尘测量用实验桌
EC2572 |  | Data Acquisition/Switch Unit |  |  | SH Lab | 86#3F-Home appliance test lab | II | 2020-02-21 | 2021-02-20 | ES AW | Closed | 2002-11-12 | Agilent BenchLink Data Logger 3版本4.2.00 | RMB | 12850 | Agilent | 数据采集仪
EC2573 |  | AC Leakage Current Tester |  |  | SH Lab |  | I |  | — | JSMI | Disposal | 2002-11-12 | out of service | RMB | 0 | EXTECH | 交流泄漏电流测试仪
EC2574 |  | Pressure Meter |  | 02-6-746 | CN FAC | 86#4F-Facility fixing room | I | 2013-11-07 | — | SIMT | Out of service | 2002-11-14 |  | RMB | 332 | ShangHai Instrument | 压力表
EC2574 | 1 | Pressure Meter |  |  | CN FAC | 86#4F-Facility fixing room | I | 2018-05-17 | — | JSMI | Can not be found | 2002-11-14 |  | RMB | 332 | ShangHai Instrument | 压力表
EC2575 |  | Pressure Meter |  |  |  |  | I |  | — |  | Disposal | 2002-11-14 | Transfer to HZ | RMB | 0 | ShangHai Instrument | 压力表
EC2576 |  | Pressure Meter |  | 02-9-681 | CN FAC | 86#4F-Facility fixing room | I | 2019-11-29 | 2020-11-28 | JSMI | Closed | 2002-11-14 |  | RMB | 258 | ShangHai Instrument | 压力表
EC2577 |  | Tapeline |  |  | SH Lab |  | I |  | — | SIMT | Disposal | 2002-11-14 |  | RMB | 0 | NingBo Land | 卷尺
EC2578 |  | Test Pin |  |  | SH Lab | 86#2F-Construction test lab(Ⅰ) | II | 2011-11-13 | — | ES LWF | Out of service | 2002-11-14 |  | RMB | 200 | zhenLai | 试验销
EC2579 |  | Noise & Vibration tester for hammers or drills |  |  | SH Lab | 86#1F-Tools & machinery test lab | III | 2002-12-17 | — |  | Closed | 2002-12-17 |  | RMB | 4700 | Shanghai Generator Fac. | 电锤/电钻噪声&振动测试仪
EC2580 |  | Noise & Vibration tester for hammers or drills |  |  | SH Lab | 86#1F-Tools & machinery test lab | III | 2002-12-17 | — |  | Closed | 2002-12-17 |  | RMB | 4700 | Shanghai Generator Fac. | 电锤/电钻噪声&振动测试仪
EC2581 |  | Test Corner |  |  | SH Lab | 86#3F-Cooking & HVAC test lab | III | 2002-12-02 | — |  | Closed | 2002-12-02 |  | RMB | 0 | DaTong | 试验角
EC2582 |  | Test Corner |  |  | SH Lab | 86#3F-Training equipment test lab | III | 2002-12-02 | — |  | Closed | 2002-12-02 |  | RMB | 0 | DaTong | 试验角
EC2583 |  | Creepage Distance Gauges |  |  | SH Lab | 86#1F-General test lab | II | 2019-12-08 | 2020-12-07 | EC JK | Closed | 2002-12-02 |  | RMB | 350 | HaErBing | 电气间隙测试量规
EC2584 | 1 | Creepage Distance Gauges |  |  | SH Lab | 86#3F-Construction test lab (Ⅱ) | II | 2019-12-08 | 2020-12-07 | ES AW | Closed | 2002-12-02 |  | RMB | 350 | HaErBing | 电气间隙测试量规
EC2584 | 10 | Creepage Distance Gauges |  |  | SH Lab | 86#3F-Home appliance test lab | II | 2019-12-08 | 2020-12-07 | ES AW | Closed | 2002-12-02 |  | RMB | 350 | HaErBing | 电气间隙测试量规
EC2584 | 11 | Creepage Distance Gauges |  |  | SH Lab | 86#3F-Home appliance test lab | II | 2019-12-08 | 2020-12-07 | ES AW | Closed | 2002-12-02 |  | RMB | 350 | HaErBing | 电气间隙测试量规
EC2584 | 12 | Creepage Distance Gauges |  |  | SH Lab | 86#3F-Home appliance test lab | II | 2019-12-08 | 2020-12-07 | ES AW | Closed | 2002-12-02 |  | RMB | 350 | HaErBing | 电气间隙测试量规
EC2584 | 13 | Creepage Distance Gauges |  |  | SH Lab | 86#3F-Home appliance test lab | II | 2019-12-08 | 2020-12-07 | ES AW | Closed | 2002-12-02 |  | RMB | 350 | HaErBing | 电气间隙测试量规
EC2584 | 14 | Creepage Distance Gauges |  |  | SH Lab | 86#3F-Home appliance test lab | II | 2019-12-08 | 2020-12-07 | ES AW | Closed | 2002-12-02 |  | RMB | 350 | HaErBing | 电气间隙测试量规
EC2584 | 15 | Creepage Distance Gauges |  |  | SH Lab | 86#3F-Home appliance test lab | II | 2019-12-08 | 2020-12-07 | ES AW | Closed | 2002-12-02 |  | RMB | 350 | HaErBing | 电气间隙测试量规
EC2584 | 2 | Creepage Distance Gauges |  |  | SH Lab | 86#3F-Home appliance test lab | II | 2019-12-08 | 2020-12-07 | ES AW | Closed | 2002-12-02 |  | RMB | 350 | HaErBing | 电气间隙测试量规
EC2584 | 3 | Creepage Distance Gauges |  |  | SH Lab |  | II |  | — | ES LWF | Disposal | 2002-12-02 |  | RMB | 0 | HaErBing | 电气间隙测试量规
EC2584 | 4 | Creepage Distance Gauges |  |  | SH Lab | 86#3F-Home appliance test lab | II | 2019-12-08 | 2020-12-07 | ES AW | Closed | 2002-12-02 |  | RMB | 350 | HaErBing | 电气间隙测试量规
EC2584 | 5 | Creepage Distance Gauges |  |  | SH Lab | 86#3F-Home appliance test lab | II | 2019-12-08 | 2020-12-07 | ES AW | Closed | 2002-12-02 |  | RMB | 350 | HaErBing | 电气间隙测试量规
EC2584 | 6 | Creepage Distance Gauges |  |  | SH Lab | 86#3F-Home appliance test lab | II | 2019-12-08 | 2020-12-07 | ES AW | Closed | 2002-12-02 |  | RMB | 350 | HaErBing | 电气间隙测试量规
EC2584 | 7 | Creepage Distance Gauges |  |  | SH Lab | 86#3F-Home appliance test lab | II | 2019-12-08 | 2020-12-07 | ES AW | Closed | 2002-12-02 |  | RMB | 350 | HaErBing | 电气间隙测试量规
EC2584 | 8 | Creepage Distance Gauges |  |  | SH Lab | 86#3F-Home appliance test lab | II | 2019-12-08 | 2020-12-07 | ES AW | Closed | 2002-12-02 |  | RMB | 350 | HaErBing | 电气间隙测试量规
EC2584 | 9 | Creepage Distance Gauges |  |  | SH Lab | 86#3F-Home appliance test lab | II | 2019-12-08 | 2020-12-07 | ES AW | Closed | 2002-12-02 |  | RMB | 350 | HaErBing | 电气间隙测试量规
EC2585 |  | Creepage Distance Gauges |  |  | SH Lab | 86#4F-Multimedia test lab | II | 2019-12-08 | 2020-12-07 | EC JK | Closed | 2002-12-02 |  | RMB | 350 | HaErBing | 电气间隙测试量规
EC2586 |  | Water spray Test Apparatus for UL Standard |  |  | SH Lab | 86#1F-General test lab | III | 2002-11-10 | — |  | Disposal | 2003-01-16 |  | RMB | 4330 | ETL SEMKO ShangHai | UL淋水试验装置
EC2586 | 1 | Pressure Meter |  |  | SH Lab |  | I |  | — |  | Disposal | 2003-01-01 |  | RMB | 0 |  | 压力表
EC2586 | 10 | Pressure meter |  |  | SH Lab |  | I |  | — | SIMT | Disposal | 2003-01-01 | can't be reparied ,will to scrap | RMB | 0 |  | 压力表
EC2586 | 11 | Pressure meter |  |  | SH Lab | 86#1F-General test lab | I | 2008-06-16 | — | SIMT | Damaged | 2003-01-16 |  | RMB | 300 | 上海自动化仪表股份有限公司 | 压力表
EC2586 | 2 | Pressure Meter |  |  | SH Lab |  | I |  | — |  | Disposal | 2003-01-01 |  | RMB | 0 |  | 压力表
EC2586 | 3 | Pressure Meter |  |  | SH Lab |  | I |  | — | SIMT | Disposal | 2003-01-01 |  | RMB | 0 |  | 压力表
EC2586 | 4 | Fixture |  |  | SH Lab | 86#1F-General test lab | II | 2011-06-14 | — | ES AW | Disposal | 2002-11-10 |  | RMB | 2000 | ETL SEMKO ShangHai | 测试架
EC2586 | 5 | Pressure Meter |  |  | SH Lab |  | I |  | — |  | Disposal | 2003-01-01 |  | RMB | 0 |  | 压力表
EC2586 | 6 | Pressure Meter |  |  | SH Lab |  | I |  | — |  | Disposal | 2002-11-10 |  | RMB | 0 |  | 压力表
EC2586 | 7 | Pressure Meter |  | 41031 | SH Lab | 86#1F-General test lab | I | 2019-11-15 | 2020-11-14 | JSMI | Closed | 2003-01-16 |  | RMB | 3300 | ETL SEMKO ShangHai | 压力表
EC2586 | 8 | Pressure meter |  |  | SH Lab | 86#1F-General test lab | I | 2019-03-06 | 2020-03-05 | JSMI | Calibrating | 2006-12-27 |  | RMB | 0 |  | 压力表
EC2586 | 9 | Pressure Meter |  | TF140635332 | SH Lab | 86#1F-General test lab | I | 2014-07-15 | — | JSMI | Disposal | 2002-11-10 |  | RMB | 1500 | ETL SEMKO ShangHai | 压力表
EC2587 |  | Digital scale |  |  | XM Lab | Xiamen test lab | I | 2019-01-22 | 2020-01-21 | XRCTT | Calibrating | 2002-12-05 |  | RMB | 700 | BeiJing YuQuan | 电子秤
EC2588 |  | Temperature and Humidity Recorder |  | 996042 | SH Lab | 86#1F-Garden tools test lab (Ⅰ) | I | 2013-01-09 | — | SIMT | Disposal | 2002-12-05 |  | RMB | 1092 | Meteorology Instrument Factory | 温湿度记录仪
EC2589 |  | Temperature and Humidity Recorder |  |  | XM Lab | Xiamen test lab | I | 2008-01-18 | — | XRCTT | Disposal | 2002-11-28 | Out of service | RMB | 0 | BeiJing YuQuan | 温湿度记录仪
EC2590 |  | Step-Down Transformer |  | 224302 | SH Lab | 85#5F-ACCE & LUM test lab | III | 2002-12-10 | — |  | Disposal | 2002-12-10 |  | RMB | 6300 | SuZhou AnTai Transformer Co., Ltd. | 降压变压器
EC2591 |  | Step-Down Transformer |  | 224303 | SH Lab | 85#5F-ACCE & LUM test lab | III | 2002-12-10 | — |  | Disposal | 2002-12-10 |  | RMB | 3300 | SuZhou AnTai Transformer Co., Ltd. | 降压变压器
EC2592 |  | AC/DC Digital Power Meter |  | 870211000 | SH Lab | 86#3F-Cooking & HVAC test lab | II | 2018-02-15 | — | ES CZ | Disposal | 2002-12-12 | AC/DC | RMB | 2732 | QingZhi | 数字交直流功率表
EC2593 |  | AC/DC Digital Power Meter |  | 870211000 | SH Lab | 86#1F-Garden tools test lab (Ⅰ) | II | 2015-03-03 | — | ES HG | Disposal | 2002-12-12 | AC/DC | RMB | 2732 | QingZhi | 数字交直流功率表
EC2594 |  | AC/DC Digital Power Meter |  | 870211000 | SH Lab | 86#1F-Tools & machinery test lab | II | 2019-12-29 | 2020-12-28 | EC JK | Closed | 2002-12-12 | AC/DC,calibrating | RMB | 2732 | QingZhi | 数字交直流功率表
EC2595 |  | AC Digital Power Meter |  | 870211000 | XM Lab | Xiamen test lab | II | 2020-03-02 | 2021-03-01 | EC JK | Closed | 2002-12-12 | AC | RMB | 2409 | QingZhi | 数字交流功率表
EC2596 |  | Raster Homochromy Tester |  | 2207 | SH Lab | 86#4F-Multimedia test lab | I |  | — | SIMT | Disposal | 2002-12-12 | Scrap | RMB | 0 | BeiJing RuiLi | 光栅单色仪
EC2597 |  | Test Finger |  |  | XM Lab | Xiamen test lab | II | 2020-01-29 | 2021-01-28 | EC JZ | Closed | 2002-12-10 |  | RMB | 1000 | ZhenLai | 关节试验指
EC2598 |  | Test Finger |  |  | SH Lab | 86#1F-Tools & machinery test lab | II | 2020-01-04 | 2021-01-03 | EC JK | Closed | 2002-12-05 |  | RMB | 0 | ZhenLai | 20N试验指
EC2599 |  | Unbalanced Load |  |  | SH Lab | 86#3F-Home appliance test lab | II | 2019-11-06 | 2020-11-05 | ES AW | Closed | 2002-12-02 |  | RMB | 0 | DaTong | 不平衡负载
EC2600 |  | Test Rod |  |  | SH Lab | 86#3F-Construction test lab (Ⅱ) | II | 2019-11-29 | 2020-11-28 | EC JZ | Closed | 2002-12-03 |  | RMB | 180 | DaTong | IEC60335-2-4 3mm 试验棒
EC2601 |  | Data Acquisition/Switch Unit |  |  | XM Lab | Xiamen test lab | II | 2020-01-25 | 2021-01-24 | ES AW | Closed | 2002-12-03 | Agilent BenchLink Data Logger 3版本4.2.00 | RMB | 12850 | Agilent | 数据采集仪
EC2601 | 1 | Module for Data Acquisition |  |  | XM Lab | Xiamen test lab | III | 2002-12-03 | — |  | Closed | 2002-12-03 |  | RMB | 3800 | Agilent | 数据采集仪模块
EC2601 | 2 | Module for Data Acquisition |  |  | XM Lab | Xiamen test lab | III | 2002-12-03 | — |  | Closed | 2003-01-10 |  | RMB | 3800 | Agilent | 数据采集仪模块
EC2601 | 3 | Module for Data Acquisition |  |  | XM Lab | Xiamen test lab | III | 2002-12-03 | — |  | Closed | 2006-12-27 |  | RMB | 3800 | Agilent | 数据采集仪模块
EC2601 | 4 | Module for Data Acquisition |  |  | XM Lab | Xiamen test lab | III | 2006-12-27 | — |  | Closed | 2002-12-19 |  | RMB | 4300 | Agilent | 数据采集仪模块
EC2602 |  | Data Acquisition/Switch Unit |  | MY41013711 | SH Lab | 86#1F-Garden tools test lab (Ⅰ) | II | 2019-09-07 | 2020-09-06 | ES AW | Closed | 2002-12-19 | Agilent BenchLink Data Logger 3版本4.2.00 | RMB | 12850 | Agilent | 数据采集仪
EC2603 |  | Push-pull scale |  | 102506 | SH Lab | 86#4F-Multimedia test lab | I | 2019-01-18 | 2020-01-17 | JSMI | Calibrating | 2002-12-20 |  | RMB | 2850 | IMADA | 推拉力计
EC2604 |  | Dust Tester |  | 2002142 | SH Lab | 86#1F-Water-proof test lab | III | 2002-12-25 | — |  | Closed | 2003-01-01 |  | RMB | 0 | WuXi SuNan surrounding Co., | 粉尘试验箱
EC2604 | 1 | Flowmeter | LZB-3WB |  | SH Lab | 86#1F-Environment test lab | I | 2015-03-23 | — | SIMT | Out of service | 2003-01-01 | 封存2017.3.30 | RMB | 0 | 常州市科德热工仪表有限公司 | 流量表
EC2604 | 2 | Pressure meter of vacuum |  |  | SH Lab |  | I |  | — | SIMT | Disposal | 2003-01-01 | Transfer to HZ | RMB | 0 |  | 真空压力表
EC2604 | 3 | Flowmeter |  |  | SH Lab | 86#1F-General test lab | I | 2011-05-12 | — | SIMT | Disposal | 2002-12-25 |  | RMB | 552.46 | USA | 流量表
EC2604 | 6 | Flowmeter |  |  | SH Lab |  | I | 2007-04-02 | — | SIMT | Disposal | 2002-12-30 | Transfer to HZ | RMB | 0 |  | 流量表
EC2605 |  | Test Rod |  |  | SH Lab | 86#3F-Construction test lab (Ⅱ) | II | 2019-12-08 | 2020-12-07 | EC JK | Closed | 2002-12-30 |  | RMB | 150 | Datong | 40mm柱形棒
EC2606 |  | Test Rod |  |  | SH Lab | 86#3F-Construction test lab (Ⅱ) | II | 2019-12-08 | 2020-12-07 | EC JK | Closed | 2002-12-15 |  | RMB | 20 | Datong | 8mm试验棒
EC2607 |  | Test Wheel |  |  | SH Lab |  | II |  | — |  | Disposal | 2003-01-06 | SCR(2005-1-20) | RMB | 0 | Datong | 试验轮
EC2608 |  | Variable Transformer |  |  | SH Lab | 86#3F-Training equipment test lab | III | 2003-01-06 | — |  | Closed | 2003-01-06 |  | RMB | 350 | ShangHai TongKai | 调压器
EC2609 |  | Variable Transformer |  |  | SH Lab | 86#3F-Home appliance test lab | III | 2003-01-06 | — |  | Closed | 2003-01-06 |  | RMB | 350 | ShangHai TongKai | 调压器
EC2610 |  | Variable Transformer |  |  | SH Lab | 86#3F-Home appliance test lab | III | 2003-01-06 | — |  | Closed | 2003-01-06 |  | RMB | 350 | ShangHai TongKai | 调压器
EC2611 |  | Variable Transformer |  |  | SH Lab | 86#2F-Garden tools test lab (Ⅱ) | III | 2003-01-06 | — |  | Closed | 2003-01-06 |  | RMB | 350 | ShangHai TongKai | 调压器
EC2612 |  | Variable Transformer |  |  | SH Lab | 86#1F-Tools & machinery test lab | III | 2003-01-06 | — |  | Closed | 2003-01-06 |  | RMB | 350 | ShangHai TongKai | 调压器
EC2613 |  | Bump Test Apparatus |  |  | SH Lab | 86#4F-Multimedia test lab | III | 2003-01-06 | — | ES JH | Disposal | 2003-01-10 |  | RMB | 8000 | ZhenLai | 撞击测试装置
EC2614 |  | Oscilloscope |  | B015118 | SH Lab | 86#4F-Multimedia test lab | I | 2019-06-20 | 2020-06-19 | JSMI | Closed | 2003-01-10 |  | RMB | 34500 | Tektronix | 示波器
EC2614 | 7 | High Voltage Probe |  |  | SH Lab |  | III | 2003-01-10 | — |  | Disposal | 2003-01-10 |  | RMB | 0 | Tektronix | 高压探头
EC2615 |  | Syringe |  |  | SH Lab | 86#3F-Construction test lab (Ⅱ) | III | 2003-01-10 | — |  | Closed | 2003-01-15 |  | RMB | 10 | supermarket | 注射器
EC2616 |  | 10o incline board |  |  | SH Lab | 86#4F-Multimedia test lab | II | 2019-04-02 | 2020-04-01 | ES AW | Closed | 2003-01-15 |  | RMB | 0 | ChengQuan | 10o 倾斜板
EC2617 |  | Push Scale |  | 207028 | SH Lab | 86#3F-Construction test lab (Ⅱ) | I | 2019-03-06 | 2020-03-05 | JSMI | Calibrating | 2003-01-15 |  | RMB | 480 | Wuxi Daqishan | 管形推力计
EC2618 |  | Push Scale |  | 207028 | SH Lab | 86#3F-Construction test lab (Ⅱ) | I | 2019-01-18 | 2020-04-17 | JSMI | Calibrating | 2003-01-15 |  | RMB | 480 | Wuxi Daqishan | 管形推力计
EC2619 |  | Controller |  |  | SH Lab |  | II |  | — | ES JH | Disposal | 2003-01-15 | stop to use temporarily | RMB | 0 | Wuxi Yite Elec. | 寿命测试仪控制器
EC2620 |  | DC Constant Voltage/Current Power Source |  |  |  |  | III | 2003-01-15 | — |  | Disposal | 2003-01-15 | Transfer to HZ | RMB | 0 | DongGuan JingLi | 直流稳压稳流电源
EC2621 |  | DC Constant Voltage/Current Power Source |  |  |  |  | III | 2003-01-15 | — |  | Disposal | 2003-01-15 | Transfer to HZ | RMB | 0 | DongGuan JingLi | 直流稳压稳流电源
EC2622 |  | DC Constant Voltage/Current Power Source |  |  |  |  | III | 2003-01-15 | — |  | Disposal | 2003-01-15 | Transfer to HZ | RMB | 0 | DongGuan JingLi | 直流稳压稳流电源
EC2623 |  | Life Test for drill |  |  |  |  | III | 2003-01-15 | — |  | Disposal | 2003-01-15 | Transfer to HZ | RMB | 0 | DongGuan JingLi | 电钻寿命测试仪
EC2624 |  | Life tester for angle grinder |  |  |  |  | III | 2003-01-15 | — |  | Disposal | 2003-01-15 | Transfer to HZ | RMB | 0 | DongGuan JingLi | 角磨机寿命测试仪
EC2625 |  | Temperature monitor for PT endurance test |  |  | SH Lab |  | II |  | — | ES JH | Disposal | 2003-01-15 | out of service | RMB | 0 | Wuxi Yite Elec. | PT耐久性测试温度监控器
EC2626 |  | Capacitor Box |  |  | SH Lab | 86#2F-Power supply test lab | II | 2019-05-18 | 2020-05-17 | ES AW | Closed | 2003-01-15 |  | RMB | 8000 | Wuxi Yite Elec. | 电容盒
EC2627 |  | 3-Axise Fixture |  |  | SH Lab | 86#1F-Tools & machinery test lab | III | 2003-01-15 | — |  | Closed | 2003-01-15 |  | RMB | 7500 | ShangHai XiangFeng | 3轴控制器支架
EC2628 |  | 3-Axise Fixture |  |  | SH Lab | 86#1F-Tools & machinery test lab | III | 2003-01-15 | — |  | Closed | 2003-01-15 |  | RMB | 7500 | ShangHai XiangFeng | 3轴控制器支架
EC2629 |  | Sand Box |  |  | SH Lab | 86#1F-Tools & machinery test lab | III | 2003-01-15 | — |  | Closed | 2003-01-16 |  | RMB | 750 | XinWu | 沙盒
EC2630 |  | Gauge for Lamphold |  |  | SH Lab | 51#7F-LUM test lab | II | 2020-01-18 | 2021-01-17 | ES AW | Closed | 2003-01-16 |  | RMB | 3200 | ZhenLai | 灯座量规
EC2630 | 1 | Gauge for Lamphold |  |  | SH Lab | 51#7F-LUM test lab | II | 2020-01-18 | 2021-01-17 | ES AW | Closed | 2003-01-16 |  | RMB | 3200 | 上海振来实业有限公司 | 灯座量规
EC2630 | 2 | Gauge for Lamphold |  |  | SH Lab | 51#7F-LUM test lab | II | 2020-01-18 | 2021-01-17 | ES AW | Closed | 2003-01-20 |  | RMB | 3200 | 上海振来实业有限公司 | 灯座量规
EC2631 | 1 | Gauge for Lamphold |  |  | SH Lab | 51#7F-LUM test lab | II | 2019-04-17 | 2020-04-16 | ES AW | Closed | 2003-01-20 |  | RMB | 0 | ZhenLai | Gauge for Lamphold
EC2631 | 2 | Gauge for Lamphold |  |  | SH Lab | 51#7F-LUM test lab | II | 2019-04-17 | 2020-04-16 | ES AW | Closed | 2003-01-16 |  | RMB | 0 | ZhenLai | Gauge for Lamphold
EC2632 |  | Digital scale |  | 21910200 | SH Lab | 86#3F-Construction test lab (Ⅱ) | I | 2019-07-05 | 2020-07-04 | JSMI | Closed | 2003-01-16 |  | RMB | 1780 | ShangHai Yamato | 电子秤
EC2633 |  | Air Compressors |  |  | SH Lab | 86#1F-Tools & machinery test lab | III | 2003-01-16 | — |  | Closed | 2003-01-16 |  | RMB | 750 | PUMA | 空气压缩机
EC2634 |  | Fixture for Microphone |  |  | SH Lab | 86#1F-Tools & machinery test lab | III | 2003-01-16 | — |  | Closed | 2003-02-12 |  | RMB | 1350 | Datong | 麦克风支架
EC2635 |  | Apparatus for Pump testing |  |  | CN FAC | 86#4F-Facility fixing room | III | 2003-02-12 | — |  | Closed | 2003-02-12 |  | RMB | 50 | ETL SEMKO ShangHai | 水泵测试装置
EC2636 |  | Hardwood Board |  |  | SH Lab | 86#1F-Tools & machinery test lab | III | 2003-02-12 | — |  | Closed | 2003-02-11 |  | RMB | 0 | ShangHai ChengQuan | 硬木板
EC2637 |  | AC Hi-Pot tester |  | 90060 | SH Lab | 86#2F-Power supply test lab | I | 2019-10-14 | 2020-10-13 | JSMI | Closed | 2003-02-12 |  | RMB | 3990 | AnBiao Elec. | 交流耐压仪
EC2638 |  | Insulation resistance meter |  | 22773 | SH Lab | 86#4F-Multimedia test lab | I | 2012-01-11 | — | SIMT | Out of service | 2003-02-12 |  | RMB | 390 | 上海远中电子仪器厂 | 绝缘电阻表
EC2639 |  | Digital scale |  | S24403921 | SH Lab | 86#3F-Cooking & HVAC test lab | I | 2020-01-02 | 2021-01-01 | JSMI | Closed | 2003-02-17 |  | RMB | 1500 | ShangHai yingZhan | 电子秤
EC2640 |  | Spring hammer |  | 301 | SH Lab | 85#5F-Gauge room | II | 2020-02-08 | 2020-05-07 | EC JK | Closed | 2003-02-17 |  | RMB | 1200 | Guangzhou ESI | 冲击锤
EC2641 |  | Residual Current Measurement Equipment |  | 33 | SH Lab | 85#5F-ACCE & LUM test lab | I | 2019-11-15 | 2020-11-14 | CEPREI | Closed | 2003-02-20 |  | RMB | 7200 | ShangHai ChanHe | 剩余电流测试设备
EC2642 |  | IP2X unjointed test probe |  |  | XM Lab | Xiamen test lab | II | 2010-04-07 | — | ES LWF | Disposal | 2003-02-12 |  | RMB | 0 | ZhenLai | IP2X无关节试验探头
EC2643 |  | Test Finger |  |  | SH Lab | 86#3F-Construction test lab (Ⅱ) | II | 2019-04-22 | 2020-04-21 | EC JZ | Closed | 2003-02-12 |  | RMB | 1300 | ZhenLai | 美标试验指
EC2644 |  | Test Finger |  |  | SH Lab | 51#7F-LUM test lab | II | 2020-02-25 | 2021-02-24 | EC JK | Closed | 2003-02-12 |  | RMB | 1300 | ZhenLai | 美标试验指
EC2645 |  | Test Finger |  |  | SH Lab | 86#1F-Garden tools test lab (Ⅰ) | II | 2020-02-25 | 2021-02-24 | ES AW | Closed | 2003-02-24 |  | RMB | 1300 | ZhenLai | 美标试验指
EC2646 |  | Apparatus for washing car pump |  |  | SH Lab |  | II |  | — |  | Disposal | 2003-01-01 | Scrap | RMB | 0 | ETL SEMKO ShangHai | 洗车泵测试装置
EC2647 |  | Sprinkler test apparatus |  |  | SH Lab |  | III | 2003-02-24 | — |  | Disposal | 2006-07-21 |  | RMB | 0 | ETL SEMKO ShangHai | 淋水测试装置
EC2647 | 1 | Pressure meter |  |  | SH Lab |  | I |  | — |  | Disposal | 2003-02-24 |  | RMB | 0 |  | 压力表
EC2647 | 2 | Pressure meter |  |  | SH Lab | 86#1F-General test lab | I | 2017-06-28 | — | JSMI | Out of service | 2003-02-24 |  | RMB | 300 | 上海自动化仪表股份有限公司 | 压力表
EC2648 |  | Test probe |  |  | SH Lab | 86#3F-Construction test lab (Ⅱ) | II | 2020-01-16 | 2021-01-15 | EC JK | Closed | 2003-02-24 |  | RMB | 150 | Datong | 杆形试验棒
EC2649 |  | Test probe |  |  | SH Lab | 86#3F-Construction test lab (Ⅱ) | II | 2020-02-22 | 2021-02-21 | EC JK | Closed | 2003-02-24 |  | RMB | 0 | Datong | 障碍试验棒
EC2650 |  | Test probe |  |  | SH Lab | 86#3F-Construction test lab (Ⅱ) | II | 2020-01-16 | 2021-01-15 | EC JK | Closed | 2003-02-24 |  | RMB | 0 | Datong | 试验棒
EC2651 |  | Test probe |  |  | SH Lab | 86#3F-Construction test lab (Ⅱ) | II | 2020-01-16 | 2021-01-15 | EC JK | Closed | 2003-02-24 |  | RMB | 0 | Datong | 锥形试验棒
EC2652 |  | AC Digital Power Meter |  | 870211000 | SH Lab | 51#7F-LUM test lab | II | 2020-03-08 | 2021-03-07 | EC JK | Closed | 2003-02-25 |  | RMB | 2409 | QingZhi | 数字交流功率表
EC2653 |  | Dynamometer |  | 3A810288 | SH Lab | 86#1F-Garden tools test lab (Ⅰ) | I | 2019-06-20 | 2020-06-19 | STIEA | Closed | 2003-03-10 |  | USD | 14175 | MAGTROL ,INC | 测功机
EC2654 |  | Variable Transformer |  |  | SH Lab | 85#5F-ACCE & LUM test lab | III | 2003-03-10 | — |  | Repairing | 2003-03-12 |  | RMB | 350 | ShangHai TongKai | 调压器
EC2655 |  | Test Rod |  |  | SH Lab | 86#3F-Construction test lab (Ⅱ) | II | 2020-03-07 | 2021-03-06 | ES AW | Closed | 2003-03-17 |  | RMB | 0 | Datong | Ф19.1mm Steel Rod
EC2656 |  | Test Rod |  |  | SH Lab | 86#3F-Construction test lab (Ⅱ) | II | 2020-03-07 | 2021-03-06 | EC JK | Closed | 2003-03-20 |  | RMB | 550 | Datong | 直形试验棒
EC2657 |  | Apparatus for Shot bath |  |  | SH Lab | 86#2F-Power supply test lab | III | 2003-03-20 | — | ES JH | Closed | 2003-03-31 |  | RMB | 1674.88 | Shanghai Generator Fac. | 电浴实验装置
EC2658 |  | Climate Test Chamber |  |  | SH Lab | 86#1F-Environment test lab | I | 2004-04-03 | — |  | Disposal | 2003-03-31 | calibration:fail,repairing | RMB | 0 | ShangHai AnQuan | 潮态试验箱
EC2659 |  | High Temperature Oven |  |  | SH Lab | 86#1F-General test lab | I | 2011-04-10 | — | JSMI | Disposal | 2003-03-31 |  | RMB | 31000 | ShangHai AnQuan | 高低温箱
EC2660 |  | Bending Apparatus |  |  | SH Lab | 51#7F-LUM test lab | II | 2019-03-30 | 2020-03-29 | EC JK | Closed | 2003-04-07 | repairing | RMB | 1500 | ShangHai electrical apparatus factory | 弯折试验装置
EC2661 |  | Leakage Current Filter |  |  | SH Lab | 86#4F-Multimedia test lab | I | 2019-09-05 | 2020-09-04 | SIMT | Closed | 2003-04-07 |  | RMB | 3000 | ETL SEMKO ShangHai | 泄漏电流测试盒
EC2662 |  | Leakage Current Filter |  |  | SH Lab |  | II |  | — |  | Disposal | 2003-04-08 | Scrap | RMB | 0 | SEMKO AB | 泄漏电流测试盒
EC2663 |  | Concrete Floor |  |  | SH Lab | 86#2F-Power supply test lab | III | 2003-04-08 | — | ES JH | Closed | 2003-04-08 |  | RMB | 0 | ShangHai JianKe | 混凝土板
EC2664 |  | IDCI Trip Test Arrangement |  |  | SH Lab | 86#3F-Home appliance test lab | III | 2003-04-08 | — |  | Closed | 2003-04-15 |  | RMB | 1800 | ShangHai QiangKun&DaTong | IDCI脱扣试验装置
EC2665 |  | Funnel |  |  | SH Lab | 86#3F-Home appliance test lab | III | 2003-04-15 | — |  | Closed | 2003-04-15 |  | RMB | 5 | ETL SEMKO ShangHai | 漏斗
EC2666 |  | Branch circuit |  |  | SH Lab | 86#3F-Cooking & HVAC test lab | III | 2003-04-15 | — |  | Closed | 2003-04-21 |  | RMB | 1800 | ETL SEMKO ShangHai | 分支电路
EC2667 |  | Flexing Tester |  |  | SH Lab | 86#1F-General test lab | II | 2019-05-08 | 2020-05-07 | ES AW | Closed | 2003-04-21 |  | RMB | 15800 | ShangHai JuBao & QiangKun | 弯曲测试装置
EC2668 |  | Fixture for high-low temerature switch endurance test |  |  | SH Lab | 85#5F-ACCE & LUM test lab | III | 2003-04-21 | — |  | Closed | 2003-04-25 |  | RMB | 5141 | QiangKun | 高低温开关耐久性试验支架
EC2669 |  | Cylinder Apparatus for breakdown voltage test |  |  | SH Lab | 86#2F-Power supply test lab | II | 2019-04-11 | 2020-04-10 | EC JZ | Closed | 2003-04-21 |  | RMB | 0 | Shanghai Generator Fac. | 耐压试验用柱形装置
EC2670 |  | Twisting Apparatus for breakdown voltage test |  |  | SH Lab | 86#2F-Power supply test lab | II | 2019-05-08 | 2020-05-07 | ES AW | Closed | 2005-04-05 |  | RMB | 0 | Shanghai Generator Fac. | 耐压试验用扭曲装置
EC2671 |  | Torque tester |  |  | SH Lab | 86#2F-Power supply test lab | II | 2019-04-18 | 2020-04-17 | ES AW | Closed | 2001-02-03 |  | RMB | 271 | Shanghai Generator Fac. | 扭力试验装置
EC2672 |  | Weight |  |  | SH Lab | 86#1F-Garden tools test lab (Ⅰ) | II | 2019-04-18 | 2020-04-17 | EC JK | Closed | 2003-04-21 |  | RMB | 90 | 上海美丽华文具有限公司 | 砝码
EC2673 |  | Weight |  |  | SH Lab | 86#2F-Garden tools test lab (Ⅱ) | II |  | — | ES LWF | Disposal | 2004-10-08 | can't be found | RMB | 0 | - | 砝码
EC2674 |  | Weight |  |  | SH Lab | 86#2F-Garden tools test lab (Ⅱ) | III | 2015-04-18 | — | ES CZ | Closed | 2001-04-23 |  | RMB | 140 | 上海美丽华文具有限公司 | 砝码
EC2675 |  | Weight |  |  | SH Lab | 86#2F-Garden tools test lab (Ⅱ) | III | 2015-04-18 | — | ES CZ | Closed | 2002-04-04 |  | RMB | 140 | 上海美丽华文具有限公司 | 砝码
EC2676 |  | Weight |  |  | SH Lab | 86#1F-Garden tools test lab (Ⅰ) | II | 2019-04-18 | 2020-04-17 | EC JK | Closed | 2004-04-21 |  | RMB | 140 | 上海美丽华文具有限公司 | 砝码
EC2677 |  | Weight |  |  | SH Lab | 86#1F-Garden tools test lab (Ⅰ) | II | 2019-04-18 | 2020-04-17 | EC JK | Closed | 2005-03-15 |  | RMB | 200 | 上海美丽华文具有限公司 | 砝码
EC2678 |  | Weight |  |  | SH Lab | 86#1F-Garden tools test lab (Ⅰ) | II | 2019-04-18 | 2020-04-17 | EC JK | Closed | 2003-04-25 |  | RMB | 200 | 上海美丽华文具有限公司 | 砝码
EC2679 |  | Treadmill Load |  |  | SH Lab | 86#3F-Training equipment test lab | III | 2015-03-23 | — | ES HG | Closed | 2005-03-15 |  | RMB | 3400 | ShangHai DaTong | 跑步机负载
EC2680 |  | Delayed device for switch endurance test |  |  | SH Lab | 85#5F-ACCE & LUM test lab | II | 2007-04-22 | — | ES JH | Out of service | 2003-04-25 |  | RMB | 3000 | ETL SEMKO ShangHai | 开关耐久性延时设备
EC2681 |  | Test Fixture for lawn mower |  |  | SH Lab | 86#2F-Construction test lab(Ⅰ) | III | 2003-04-25 | — |  | Closed | 2003-04-26 |  | RMB | 8261 | XinJing Auto Eqt Co.Ltd | Test Fixture for lawn mower
EC2682 |  | Test probe |  |  | SH Lab | 86#3F-Construction test lab (Ⅱ) | II | 2019-04-05 | 2020-04-04 | EC JZ | Closed | 2003-04-26 |  | RMB | 400 | QiangKun | Test probe
EC2683 |  | Test probe |  |  | SH Lab | 86#3F-Construction test lab (Ⅱ) | II | 2019-04-05 | 2020-04-04 | EC JZ | Closed | 2003-04-26 |  | RMB | 290 | ShangHai electrical instrument factory | 试验棒
EC2684 |  | Gauge |  |  | SH Lab | 86#3F-Construction test lab (Ⅱ) | II | 2019-04-05 | 2020-04-04 | EC JZ | Closed | 2003-04-26 |  | RMB | 290 | ShangHai electrical instrument factory | 量规
EC2685 |  | Probe for impellers of portable appliances |  |  | SH Lab | 86#3F-Construction test lab (Ⅱ) | II | 2019-04-05 | 2020-04-04 | EC JZ | Closed | 2003-04-26 |  | RMB | 350 | QiangKun | 可携式设备叶轮用试验棒
EC2686 |  | Probe for film-coated wire |  |  | SH Lab | 86#3F-Construction test lab (Ⅱ) | II | 2019-04-05 | 2020-04-04 | EC JZ | Closed | 2003-04-26 |  | RMB | 250 | QiangKun | 带涂层电线用试验棒
EC2687 |  | Test finger |  |  | SH Lab | 86#3F-Construction test lab (Ⅱ) | II | 2019-04-05 | 2020-04-04 | EC JZ | Closed | 2003-04-27 |  | RMB | 800 | QiangKun | 试验指(335-2-14)
EC2688 |  | Abrasion resistance test apparatus |  |  | SH Lab | 86#2F-Power supply test lab | II | 2010-07-22 | — | ES LWF | Disposal | 2003-04-21 |  | RMB | 0 | Shanghai Generator Fac. | 磨损阻力测试用设备
EC2689 |  | Incline Board |  |  | SH Lab | 86#3F-Construction test lab (Ⅱ) | III | 2003-04-21 | — |  | Closed | 2003-04-27 |  | RMB | 1900 | XinWu | 倾斜板
EC2690 |  | Digital millisecond meter |  | 2003 | SH Lab | 85#5F-ACCE & LUM test lab | I | 2014-05-16 | — | STIEA | Out of service | 2003-05-06 | 封存 | RMB | 860 | ShangHai ChanHe | 数字毫秒计
EC2691 | 1 | Gauge for lampholder |  |  | SH Lab | 51#7F-LUM test lab | II | 2019-05-09 | 2020-05-08 | ES AW | Closed | 2003-05-06 |  | RMB | 8300 | QiangKun | 灯座用量规
EC2691 | 2 | Gauge for lampholder |  |  | SH Lab | 51#7F-LUM test lab | II | 2019-05-09 | 2020-05-08 | ES AW | Closed | 2003-05-06 |  | RMB | 8300 | QiangKun | 灯座用量规
EC2691 | 3 | Gauge for lampholder |  |  | SH Lab | 51#7F-LUM test lab | II | 2019-05-09 | 2020-05-08 | ES AW | Closed | 2003-05-12 |  | RMB | 8300 | QiangKun | 灯座用量规
EC2692 | 1 | Test Probe |  |  | SH Lab | 86#3F-Construction test lab (Ⅱ) | II | 2019-05-11 | 2020-05-10 | EC JZ | Closed | 2003-05-12 |  | RMB | 0 | QiangKun | 橡胶试验棒
EC2692 | 2 | Test Probe |  |  | SH Lab | 86#3F-Construction test lab (Ⅱ) | II | 2019-05-11 | 2020-05-10 | EC JZ | Closed | 2003-05-13 |  | RMB | 430 | QiangKun | 橡胶试验棒
EC2693 |  | Vessel |  |  | SH Lab |  | II |  | — | ES JH | Disposal | 2003-05-14 |  | RMB | 0 | ShangHai electronic instrument factory | 铝制容器
EC2694 |  | Temperature and Humidity Recorder |  | 305120160 | SH Lab | 86#1F-General test lab | I | 2017-04-10 | — | JSMI | Out of service | 2003-05-16 | 2018.4.20 封存 | RMB | 2999 | ZheJiang university electronic equipment factory | 温湿度记录仪
EC2695 |  | Magnifier |  |  | CN FAC | 86#4F-Calibration room | II | 2019-06-30 | 2020-06-29 | ES AW | Closed | 2003-05-29 |  | RMB | 200 | 上海星苗五金电子有限公司 | 放大镜
EC2696 |  | Weight |  |  | SH Lab | 86#1F-General test lab | II | 2019-06-03 | 2020-06-02 | ES AW | Closed | 2003-05-29 | calibrating | RMB | 650 | ShangHai DaTong | 砝码
EC2697 |  | Spectrometer System |  |  | SH Lab | Hangzhou test lab | III | 2003-05-29 | — | SIMT | Disposal | 2003-05-29 | Transfer to HZ | RMB | 0 | ZheJIang university SanSe Instrument Co. | 光谱分析系统
EC2697 | 1 | Spectrometer |  | 203035 | SH Lab | 85#5F-ACCE & LUM test lab | III | 2003-05-29 | — |  | Closed | 2003-05-29 | Transfer to HZ | RMB | 0 | ZheJIang university SanSe Instrument Co. | 光谱辐射分析仪
EC2697 | 2 | Integral Sphere |  |  | SH Lab | 85#5F-ACCE & LUM test lab | III | 2003-05-29 | — |  | Closed | 2003-05-29 | Transfer to HZ | RMB | 0 | ZheJIang university SanSe Instrument Co. | 积分球
EC2697 | 3 | AC Digital Power Meter |  |  | SH Lab | 85#5F-ACCE & LUM test lab | III | 2003-05-29 | — | ES JH | Closed | 2003-05-29 | Transfer to HZ | RMB | 0 | ZheJIang university SanSe Instrument Co | 数字交流功率表
EC2697 | 4 | Thermometer |  |  | SH Lab | 85#5F-ACCE & LUM test lab | III | 2003-05-29 | — | SIMT | Closed | 2003-05-29 | Transfer to HZ | RMB | 66600 | ZheJIang university SanSe Instrument Co. | 点温计
EC2697 | 5 | Photoconductive Fibre |  |  | SH Lab | 85#5F-ACCE & LUM test lab | III | 2003-05-29 | — | SIMT | Closed | 2003-05-29 | Transfer to HZ | RMB | 0 | ZheJIang university SanSe Instrument Co. | 光导纤维
EC2697 | 6 | Box for standard lamp |  |  | SH Lab | 85#5F-ACCE & LUM test lab | III | 2003-05-29 | — |  | Closed | 2003-06-06 | Transfer to HZ | RMB | 0 | ZheJIang university SanSe Instrument Co. | 标准灯盒子
EC2698 |  | Insulation Fixture For Glass Fiber |  |  | SH Lab | 86#3F-Construction test lab (Ⅱ) | III | 2003-06-06 | — |  | Closed | 2003-06-16 |  | RMB | 180 | QiangKun | 玻璃纤维绝缘装置
EC2699 |  | Drop test device |  |  | SH Lab | 86#3F-Home appliance test lab | II | 2019-11-04 | 2020-11-03 | ES AW | Closed | 2003-06-19 |  | RMB | 1000 | ShangHai Electronic Equipment Factory | 跌落冲击头
EC2700 |  | Measurement surface covered with an artificial surface |  |  | SH Lab | 86#1F-Tools & machinery test lab | I | 2018-04-19 | 2021-04-18 | CEST | Closed | 2003-06-19 |  | RMB | 7000 | QiangKun | 人工测量表面
EC2701 |  | Expanded Metal Spacer |  |  | SH Lab | 85#5F-ACCE & LUM test lab | III | 2003-06-19 | — |  | Closed | 2003-06-23 |  | RMB | 1500 | AnPing wire and wiremesh Factory | 延展性金属网格
EC2702 |  | AC Frequency Converter |  |  | HZ | Hangzhou test lab | III | 2003-06-23 | — |  | Closed | 2003-06-23 | transfer to HZ | RMB | 65000 | APC | 交流变频电源
EC2703 |  | DC Constant Current Source |  |  | SH Lab | 85#5F-ACCE & LUM test lab | III | 2003-06-23 | — |  | Closed | 2003-06-18 | Transfer to HZ | RMB | 6200 | ZheJIang university SanSe Instrument Co. | 直流恒流源
EC2704 |  | Test arrangement for checking mechanical withstanding of insulating materials in thin sheet layers |  |  | SH Lab | 86#2F-Power supply test lab | II | 2019-06-17 | 2020-06-16 | ES AW | Closed | 2003-01-15 |  | RMB | 3500 | Shanghai Generator Fac. & ShangHai electronic instrument factory | 检查薄层绝缘材料机械抵抗力的测试装置
EC2705 |  | DC Linear Power Source |  |  | SH Lab | 86#1F-Tools & machinery test lab | III | 2003-01-15 | — |  | Closed | 2003-07-21 |  | RMB | 0 | DongGuan JingLi | 直流稳压电源
EC2706 |  | Luminaire rack for life test |  |  | SH Lab | 85#5F-ACCE & LUM test lab | II | 2007-12-26 | — | ES JH | Out of service | 2003-07-18 | Transfer to HZ | RMB | 10644 | QiangKun | 灯具寿命测试用支架
EC2707 |  | Φ152mm Test box for Lampholder temperature rise |  |  | SH Lab | 85#5F-ACCE & LUM test lab | III | 2003-07-18 | — |  | Closed | 2003-07-18 |  | RMB | 280 | DaTong&ChengQuan | Φ152mm灯座温升试验箱
EC2708 |  | Φ203mm Test box for Lampholder temperature rise |  |  | XM Lab | Xiamen test lab | III | 2003-07-18 | — |  | Closed | 2003-07-21 |  | RMB | 280 | DaTong&ChengQuan | Φ203mm 灯座温升试验箱
EC2709 |  | Torque Screwdriver |  |  | XM Lab | Xiamen test lab | I | 2007-08-14 | — | SIMT | Disposal | 2003-07-25 |  | RMB | 560 | ShangHai KuiDeLong | 扭力螺丝刀
EC2710 |  | Pressure Meter |  | 03-3-145 | SH Lab | 86#1F-Tools & machinery test lab | I | 2019-08-21 | 2020-08-20 | JSMI | Closed | 2003-08-18 | calibrating | RMB | 480 | ShangHai RongHua | 压力表
EC2711 |  | Steel Ball |  |  | XM Lab | Xiamen test lab | III | 2003-08-18 | — |  | Closed | 2003-07-28 |  | RMB | 0 | ShangHai Electronic Equipment Factory | 钢球
EC2712 |  | Oscilloscope |  |  | XM Lab | Xiamen test lab | I | 2019-01-22 | 2020-01-21 | XMMI | Calibrating | 2003-07-30 | Transfer to HZ | RMB | 34500 | Tektronix | 示波器
EC2713 |  | Stopwatch |  |  | XM Lab | Xiamen test lab | I | 2019-09-09 | 2020-09-08 | GRGT | Closed | 2003-08-01 | Transfer to HZ | RMB | 220 | Shanghai JinQue | 秒表
EC2714 |  | Push-pull scale |  | 137134 | XM Lab | Xiamen test lab | I | 2019-06-18 | 2020-06-17 | XMMI | Closed | 2003-08-01 |  | RMB | 2850 | IMADA | 推拉力计
EC2715 |  | Push-pull scale |  | 137140 | SH Lab | 86#2F-Power supply test lab | I | 2019-08-21 | 2020-08-20 | JSMI | Closed | 2003-08-18 |  | RMB | 2850 | IMADA | 推拉力计
EC2716 |  | Test Box Of Recessed Mounting(1000*1000) |  |  | SH Lab | 85#5F-ACCE & LUM test lab | III | 2003-08-18 | — |  | Closed | 2003-08-18 |  | RMB | 300 | ShangHai ChengQuan | 吸顶灯试验盒(1000*1000)
EC2717 |  | Test Box Of Recessed Mounting(1000*1000) |  |  | SH Lab | 85#5F-ACCE & LUM test lab | III | 2003-08-18 | — |  | Closed | 2003-08-18 |  | RMB | 300 | ShangHai ChengQuan | 吸顶灯试验盒(1000*1000)
EC2718 |  | Test Box Of Recessed Mounting(300*300) |  |  | SH Lab | 85#5F-ACCE & LUM test lab | III | 2003-08-18 | — |  | Closed | 2003-08-18 |  | RMB | 100 | ShangHai ChengQuan | 吸顶灯试验盒(300*300)
EC2719 |  | Test Box Of Recessed Mounting(300*300) |  |  | SH Lab |  | III | 2003-08-18 | — |  | Disposal | 2003-08-26 |  | RMB | 0 | ShangHai ChengQuan | 吸顶灯试验盒(300*300)
EC2720 |  | Fixture for Thermocouple |  |  | SH Lab | 86#3F-Heating & motor test lab | III | 2003-08-26 | — |  | Closed | 2003-08-26 |  | RMB | 500 | ShangHai Electronic Equipment Factory | 热电偶支架
EC2721 |  | Fixture for Thermocouple |  |  | SH Lab | 86#3F-Cooking & HVAC test lab | III | 2003-08-26 | — |  | Closed | 2003-08-26 |  | RMB | 500 | ShangHai Electronic Equipment Factory | 热电偶支架
EC2722 |  | Fixture for Thermocouple |  |  | SH Lab | 86#3F-Cooking & HVAC test lab | III | 2003-08-26 | — |  | Closed | 2003-08-26 |  | RMB | 500 | ShangHai Electronic Equipment Factory | 热电偶支架
EC2723 |  | Fixture for Thermocouple |  |  | SH Lab | 86#3F-Cooking & HVAC test lab | III | 2003-08-26 | — |  | Closed | 2003-08-26 |  | RMB | 500 | ShangHai Electronic Equipment Factory | 热电偶支架
EC2724 |  | Fixture for Thermocouple |  |  | SH Lab | 86#3F-Training equipment test lab | III | 2003-08-26 | — |  | Closed | 2003-08-26 |  | RMB | 500 | ShangHai Electronic Equipment Factory | 热电偶支架
EC2725 |  | Fixture for Thermocouple |  |  | SH Lab | 86#1F-Environment test lab | III | 2003-08-26 | — |  | Closed | 2003-08-28 |  | RMB | 500 | ShangHai Electronic Equipment Factory | 热电偶支架
EC2726 |  | Precious Resistor |  | 303 | SH Lab | 85#5F-ACCE & LUM test lab | I | 2007-07-16 | — | SIMT | Out of service | 2003-10-29 | Transfer to HZ | RMB | 3500 | ShangHai ZhengYang | 精密电阻
EC2727 |  | Adjustable test panel for ceiling or wall lamps |  |  | SH Lab | 85#5F-ACCE & LUM test lab | III | 2003-09-01 | — |  | Closed | 2003-09-01 |  | RMB | 1500 | 上海飞弘自动化设备有限公司 | 顶灯或壁灯用可调节试验板
EC2728 |  | Test Cone |  |  | SH Lab | 86#1F-Garden tools test lab (Ⅰ) | II | 2019-11-19 | 2020-11-18 | EC JZ | Closed | 2003-01-01 |  | RMB | 0 | 上海强坤 | 试验锥
EC2729 |  | AC Digital Millivolt Meter |  | C1064 | CN FAC | 86#4F-Calibration room | III | 2011-09-07 | — | SIMT | Closed | 2003-10-07 | 常年置放不用 | RMB | 1680 | ShangHai WuYi Electronics Co., Ltd | 数字交流毫伏表
EC2730 |  | Stopwatch |  |  | SH Lab | 86#1F-General test lab | I | 2019-08-23 | 2020-08-22 | JSMI | Closed | 2003-10-07 |  | RMB | 200 | 上海手表五厂 | 秒表
EC2731 |  | Stopwatch |  |  | SH Lab | 85#5F-Gauge room | I | 2017-08-24 | — | JSMI | Disposal | 2003-10-07 |  | RMB | 200 | 上海手表五厂 | 秒表
EC2732 |  | Stopwatch |  |  | SH Lab | 86#3F-Cooking & HVAC test lab | I | 2019-01-10 | 2020-01-09 | JSMI | Calibrating | 2003-10-07 |  | RMB | 200 | 上海手表五厂 | 秒表
EC2733 |  | Temperature and Humidity Recorder |  | 308200000 | SH Lab | 86#1F-General test lab | I | 2019-07-16 | 2020-07-15 | JSMI | Closed | 2003-09-15 |  | RMB | 2451 | ZheJiang university electronic equipment factory | 温湿度记录仪
EC2734 |  | Temperature and Humidity Recorder |  | 308210000 | SH Lab |  | I |  | — | ZMT | Disposal | 2003-01-01 |  | RMB | 2451 | ZheJiang university electronic equipment factory | 温湿度记录仪
EC2735 |  | Temperature and Humidity Recorder |  | 3082106244 | SH Lab | 86#1F-Endurance test lab | I | 2020-01-07 | 2021-01-06 | JSMI | Closed | 2003-09-15 |  | RMB | 2451 | ZheJiang university electronic equipment factory | 温湿度记录仪
EC2736 |  | Temperature and Humidity Recorder |  | 3082105255 | SH Lab | 85#5F-ACCE & LUM test lab | I | 2019-03-18 | 2020-03-17 | JSMI | Calibrating | 2003-09-15 |  | RMB | 2451 | ZheJiang university electronic equipment factory | 温湿度记录仪
EC2737 |  | Temperature and Humidity Recorder |  | 308210000 | SH Lab | 86#1F-General test lab | I | 2012-10-26 | — | ZMT | Disposal | 2003-01-01 |  | RMB | 2451 | ZheJiang university electronic equipment factory | 温湿度记录仪
EC2738 |  | Temperature and Humidity Recorder |  | 3082001239 | SH Lab | 86#4F-Calibration room | I | 2019-03-18 | 2020-03-17 | JSMI | Calibrating | 2003-09-02 |  | RMB | 2451 | ZheJiang university electronic equipment factory | 温湿度记录仪
EC2739 |  | Temperature and Humidity Recorder |  | 3082107170 | CN FAC | 86#4F-Calibration room | I | 2019-03-26 | 2020-03-25 | JSMI | Calibrating | 2003-10-30 |  | RMB | 2451 | ZheJiang university electronic equipment factory | 温湿度记录仪
EC2740 |  | Temperature and Humidity Recorder |  |  | SH Lab | 86#2F-Power supply test lab | I | 2007-12-19 | — | ZMT | Disposal | 2003-09-02 |  | RMB | 2451 | ZheJiang university electronic equipment factory | 温湿度记录仪
EC2741 |  | Temperature and Humidity Recorder |  | 308210000 | XM Lab | Xiamen test lab | I | 2006-03-06 | — | ZMT | Disposal | 2003-10-27 | Transfer to HZ | RMB | 2451 | ZheJiang university electronic equipment factory | 温湿度记录仪
EC2742 |  | Temperature and Humidity Recorder |  |  | XM Lab | Xiamen test lab | I | 2016-06-21 | — | JSMI | Disposal | 2003-10-27 | Transfer to HZ | RMB | 2451 | ZheJiang university electronic equipment factory | 温湿度记录仪
EC2743 |  | Switch box for leakage current filter |  |  | SH Lab | 86#3F-Construction test lab (Ⅱ) | III | 2003-09-29 | — |  | Closed | 2003-09-15 |  | RMB | 300 | ETL SEMKO ShangHai | 泄露电流用开关盒
EC2744 |  | Ambient Temperature Barrel for Test Corner |  |  | SH Lab | 86#3F-Heating & motor test lab | III | 2003-09-15 | — |  | Closed | 2003-09-15 |  | RMB | 20 | ETL SEMKO ShangHai | 试验角用环境温度测试用小桶
EC2745 |  | Ambient Temperature Barrel for Test Corner |  |  | SH Lab | 86#3F-Home appliance test lab | III | 2003-09-15 | — |  | Closed | 2003-09-15 |  | RMB | 20 | ETL SEMKO ShangHai | 试验角用环境温度测试用小桶
EC2746 |  | Ambient Temperature Barrel for Test Corner |  |  | SH Lab | 86#3F-Home appliance test lab | III | 2003-09-15 | — |  | Closed | 2003-09-15 |  | RMB | 20 | ETL SEMKO ShangHai | 试验角用环境温度测试用小桶
EC2747 |  | Ambient Temperature Barrel for Test Corner |  |  | SH Lab | 86#3F-Construction test lab (Ⅱ) | III | 2003-09-15 | — |  | Closed | 2003-09-15 |  | RMB | 20 | ETL SEMKO ShangHai | 试验角用环境温度测试用小桶
EC2748 |  | Ambient Temperature Barrel for Test Corner |  |  | SH Lab | 86#3F-Training equipment test lab | III | 2003-09-15 | — |  | Closed | 2003-09-15 |  | RMB | 20 | ETL SEMKO ShangHai | 试验角用环境温度测试用小桶
EC2749 |  | Ambient Temperature Barrel for Test Corner |  |  | SH Lab | 86#3F-Cooking & HVAC test lab | III | 2003-09-15 | — |  | Closed | 2003-09-15 |  | RMB | 20 | ETL SEMKO ShangHai | 试验角用环境温度测试用小桶
EC2750 |  | Ambient Temperature Barrel for Test Corner |  |  | SH Lab | 85#5F-ACCE & LUM test lab | III | 2003-09-15 | — |  | Closed | 2003-09-15 |  | RMB | 20 | ETL SEMKO ShangHai | 试验角用环境温度测试用小桶
EC2751 |  | Ambient Temperature Barrel for Test Corner |  |  | SH Lab | 85#5F-ACCE & LUM test lab | III | 2003-09-15 | — |  | Closed | 2003-09-15 |  | RMB | 20 | ETL SEMKO ShangHai | 试验角用环境温度测试用小桶
EC2752 |  | Ambient Temperature Barrel for Test Corner |  |  | SH Lab | 85#5F-Gauge room | III | 2003-09-15 | — |  | Closed | 2003-09-15 |  | RMB | 20 | ETL SEMKO ShangHai | 试验角用环境温度测试用小桶
EC2753 |  | Ambient Temperature Barrel for Test Corner |  |  | SH Lab | 86#1F-Luminary life test lab | III | 2003-09-15 | — |  | Closed | 2003-09-15 |  | RMB | 20 | ETL SEMKO ShangHai | 试验角用环境温度测试用小桶
EC2754 |  | Ambient Temperature Barrel for Test Corner |  |  | SH Lab | 86#2F-Construction test lab(Ⅰ) | III | 2003-09-15 | — |  | Closed | 2003-09-15 |  | RMB | 20 | ETL SEMKO ShangHai | 试验角用环境温度测试用小桶
EC2755 |  | Ambient Temperature Barrel for Test Corner |  |  | SH Lab | 85#5F-Gauge room | III | 2003-09-15 | — |  | Closed | 2003-09-15 |  | RMB | 20 | ETL SEMKO ShangHai | 试验角用环境温度测试用小桶
EC2756 |  | Ambient Temperature Barrel for Test Corner |  |  | SH Lab | 85#5F-Gauge room | III | 2003-09-15 | — |  | Closed | 2003-09-15 |  | RMB | 20 | ETL SEMKO ShangHai | 试验角用环境温度测试用小桶
EC2757 |  | Ambient Temperature Barrel for Test Corner |  |  | SH Lab | 85#5F-ACCE & LUM test lab | III | 2003-09-15 | — |  | Closed | 2003-09-15 |  | RMB | 20 | ETL SEMKO ShangHai | 试验角用环境温度测试用小桶
EC2758 |  | Ambient Temperature Barrel for Test Corner |  |  | SH Lab | 85#5F-ACCE & LUM test lab | III | 2003-09-15 | — |  | Closed | 2003-09-15 |  | RMB | 20 | ETL SEMKO ShangHai | 试验角用环境温度测试用小桶
EC2759 |  | Ambient Temperature Barrel for Test Corner |  |  | SH Lab | 85#5F-Gauge room | III | 2003-09-15 | — |  | Closed | 2003-09-15 |  | RMB | 20 | ETL SEMKO ShangHai | 试验角用环境温度测试用小桶
EC2760 |  | Ambient Temperature Barrel for Test Corner |  |  | SH Lab | 85#5F-Gauge room | III | 2003-09-15 | — |  | Closed | 2003-09-15 |  | RMB | 20 | ETL SEMKO ShangHai | 试验角用环境温度测试用小桶
EC2761 |  | Ambient Temperature Barrel for Test Corner |  |  | SH Lab | 86#4F-Multimedia test lab | III | 2003-09-15 | — |  | Closed | 2003-09-15 |  | RMB | 20 | ETL SEMKO ShangHai | 试验角用环境温度测试用小桶
EC2762 |  | Ambient Temperature Barrel for Test Corner |  |  | SH Lab | 85#5F-Gauge room | III | 2003-09-15 | — |  | Closed | 2003-09-15 |  | RMB | 20 | ETL SEMKO ShangHai | 试验角用环境温度测试用小桶
EC2763 |  | Ambient Temperature Barrel for Test Corner |  |  | SH Lab | 86#1F-Tools & machinery test lab | III | 2003-09-15 | — |  | Repairing | 2003-09-15 |  | RMB | 20 | ETL SEMKO ShangHai | 试验角用环境温度测试用小桶
EC2764 |  | Glow-wire tester |  |  | SH Lab | 86#1F-Material test lab | II | 2016-11-25 | — | ES CZ | Out of service | 2003-08-15 |  | RMB | 18000 | ETL SEMKO ShangHai& | 灼热丝测试仪
EC2764 | 2 | AC Digital Current meter |  |  | SH Lab | 86#1F-Material test lab | II | 2016-08-27 | — | ES CZ | Out of service | 2003-08-15 |  | RMB | 0 | ETL SEMKO ShangHai | 数字交流电流表
EC2764 | 3 | Current Transformer |  |  | SH Lab | 86#1F-Material test lab | III | 2003-09-03 | — | SIMT | Closed | 2003-08-15 | 同EC2764-2整体计量 | RMB | 0 | ETL SEMKO ShangHai | 电流互感器
EC2765 |  | Stopwatch |  |  | SH Lab | 85#5F-ACCE & LUM test lab | I | 2016-09-26 | — | SQI | Out of service | 2003-09-23 |  | RMB | 200 | 上海手表五厂 | 秒表
EC2766 |  | Stopwatch |  |  | SH Lab | 86#4F-Multimedia test lab | I | 2019-09-16 | 2020-09-15 | JSMI | Closed | 2003-09-23 |  | RMB | 200 | 上海手表五厂 | 秒表
EC2767 |  | Stopwatch |  |  | SH Lab | 85#5F-Gauge room | I | 2006-10-17 | — | SIMT | Disposal | 2003-01-01 |  | RMB | 0 | Shanghai JinQue | 秒表
EC2768 |  | Tapeline |  |  | SH Lab | 85#5F-Gauge room | I | 2007-09-05 | — | SIMT | Disposal | 2003-10-07 |  | RMB | 5 | NanHai HuangGang | 卷尺
EC2769 |  | Gauge |  |  | SH Lab | 85#5F-Gauge room | II | 2019-10-08 | 2020-10-07 | ES AW | Closed | 2003-10-08 |  | RMB | 0 | 上海强坤 | 量规
EC2769 | 1 | Gauge |  |  | SH Lab | 85#5F-Gauge room | II | 2019-10-08 | 2020-10-07 | ES AW | Closed | 2003-10-08 |  | RMB | 0 | 上海强坤 | 量规
EC2769 | 10 | Gauge |  |  | SH Lab | 85#5F-Gauge room | II | 2019-10-08 | 2020-10-07 | ES AW | Closed | 2003-10-08 |  | RMB | 0 | 上海强坤 | 量规
EC2769 | 11 | Gauge |  |  | SH Lab | 85#5F-Gauge room | II | 2019-10-08 | 2020-10-07 | ES AW | Closed | 2003-10-08 |  | RMB | 0 | 上海强坤 | 量规
EC2769 | 12 | Gauge |  |  | SH Lab | 85#5F-Gauge room | II | 2019-10-08 | 2020-10-07 | ES AW | Closed | 2003-10-08 |  | RMB | 0 | 上海强坤 | 量规
EC2769 | 13 | Gauge |  |  | SH Lab | 85#5F-Gauge room | II | 2019-10-08 | 2020-10-07 | ES AW | Closed | 2003-10-08 |  | RMB | 0 | 上海强坤 | 量规
EC2769 | 14 | Gauge |  |  | SH Lab | 85#5F-Gauge room | II | 2019-10-08 | 2020-10-07 | ES AW | Closed | 2003-10-08 |  | RMB | 0 | 上海强坤 | 量规
EC2769 | 15 | Gauge |  |  | SH Lab | 85#5F-Gauge room | II | 2019-10-08 | 2020-10-07 | ES AW | Closed | 2003-10-08 |  | RMB | 0 | 上海强坤 | 量规
EC2769 | 16 | Gauge |  |  | SH Lab | 85#5F-Gauge room | II | 2019-10-08 | 2020-10-07 | ES AW | Closed | 2003-10-08 |  | RMB | 0 | 上海强坤 | 量规
EC2769 | 17 | Gauge |  |  | SH Lab | 85#5F-Gauge room | II | 2019-10-08 | 2020-10-07 | ES AW | Closed | 2003-10-08 |  | RMB | 0 | 上海强坤 | 量规
EC2769 | 18 | Gauge |  |  | SH Lab | 85#5F-Gauge room | II | 2019-10-08 | 2020-10-07 | ES AW | Closed | 2003-10-08 |  | RMB | 0 | 上海强坤 | 量规
EC2769 | 19 | Gauge |  |  | SH Lab | 85#5F-Gauge room | II | 2019-10-08 | 2020-10-07 | ES AW | Closed | 2003-10-08 |  | RMB | 0 | 上海强坤 | 量规
EC2769 | 2 | Gauge |  |  | SH Lab | 85#5F-Gauge room | II | 2019-10-08 | 2020-10-07 | ES AW | Closed | 2003-10-08 |  | RMB | 0 | 上海强坤 | 量规
EC2769 | 20 | Gauge |  |  | SH Lab | 85#5F-Gauge room | II | 2019-10-08 | 2020-10-07 | ES AW | Closed | 2003-10-08 |  | RMB | 0 | 上海强坤 | 量规
EC2769 | 21 | Gauge |  |  | SH Lab | 85#5F-Gauge room | II | 2019-10-08 | 2020-10-07 | ES AW | Closed | 2003-10-08 |  | RMB | 0 | 上海强坤 | 量规
EC2769 | 22 | Gauge |  |  | SH Lab | 85#5F-Gauge room | II | 2019-10-08 | 2020-10-07 | ES AW | Closed | 2003-10-08 |  | RMB | 0 | 上海强坤 | 量规
EC2769 | 23 | Gauge |  |  | SH Lab | 85#5F-Gauge room | II | 2019-10-08 | 2020-10-07 | ES AW | Closed | 2003-10-08 |  | RMB | 0 | 上海强坤 | 量规
EC2769 | 24 | Gauge |  |  | SH Lab | 85#5F-Gauge room | II | 2019-10-08 | 2020-10-07 | ES AW | Closed | 2003-10-08 |  | RMB | 0 | 上海强坤 | 量规
EC2769 | 25 | Gauge |  |  | SH Lab | 85#5F-Gauge room | II | 2019-10-08 | 2020-10-07 | ES AW | Closed | 2003-10-08 |  | RMB | 0 | 上海强坤 | 量规
EC2769 | 26 | Gauge |  |  | SH Lab | 85#5F-Gauge room | II | 2019-10-08 | 2020-10-07 | ES AW | Closed | 2003-10-08 |  | RMB | 0 | 上海强坤 | 量规
EC2769 | 27 | Gauge |  |  | SH Lab | 85#5F-Gauge room | II | 2019-10-08 | 2020-10-07 | ES AW | Closed | 2003-10-08 |  | RMB | 0 | 上海强坤 | 量规
EC2769 | 28 | Gauge |  |  | SH Lab | 85#5F-Gauge room | II | 2019-10-08 | 2020-10-07 | ES AW | Closed | 2003-10-08 |  | RMB | 0 | 上海强坤 | 量规
EC2769 | 29 | Gauge |  |  | SH Lab | 85#5F-Gauge room | II | 2019-10-08 | 2020-10-07 | ES AW | Closed | 2003-10-08 |  | RMB | 0 | 上海强坤 | 量规
EC2769 | 3 | Gauge |  |  | SH Lab | 85#5F-Gauge room | II | 2019-10-08 | 2020-10-07 | ES AW | Closed | 2003-10-08 |  | RMB | 0 | 上海强坤 | 量规
EC2769 | 30 | Gauge |  |  | SH Lab | 85#5F-Gauge room | II | 2019-10-08 | 2020-10-07 | ES AW | Closed | 2003-10-08 |  | RMB | 0 | 上海强坤 | 量规
EC2769 | 31 | Gauge |  |  | SH Lab | 85#5F-Gauge room | II | 2019-10-08 | 2020-10-07 | ES AW | Closed | 2003-10-08 |  | RMB | 0 | 上海强坤 | 量规
EC2769 | 32 | Gauge |  |  | SH Lab | 85#5F-Gauge room | II | 2019-10-08 | 2020-10-07 | ES AW | Closed | 2003-10-08 |  | RMB | 0 | 上海强坤 | 量规
EC2769 | 33 | Gauge |  |  | SH Lab | 85#5F-Gauge room | II | 2019-10-08 | 2020-10-07 | ES AW | Closed | 2003-10-08 |  | RMB | 0 | 上海强坤 | 量规
EC2769 | 34 | Gauge |  |  | SH Lab | 85#5F-Gauge room | II | 2019-10-08 | 2020-10-07 | ES AW | Closed | 2003-10-08 |  | RMB | 0 | 上海强坤 | 量规
EC2769 | 4 | Gauge |  |  | SH Lab | 85#5F-Gauge room | II | 2019-10-08 | 2020-10-07 | ES AW | Closed | 2003-10-08 |  | RMB | 0 | 上海强坤 | 量规
EC2769 | 5 | Gauge |  |  | SH Lab | 85#5F-Gauge room | II | 2019-10-08 | 2020-10-07 | ES AW | Closed | 2003-10-08 |  | RMB | 0 | 上海强坤 | 量规
EC2769 | 6 | Gauge |  |  | SH Lab | 85#5F-Gauge room | II | 2019-10-08 | 2020-10-07 | ES AW | Closed | 2003-10-08 |  | RMB | 0 | 上海强坤 | 量规
EC2769 | 7 | Gauge |  |  | SH Lab | 85#5F-Gauge room | II | 2019-10-08 | 2020-10-07 | ES AW | Closed | 2003-10-08 |  | RMB | 0 | 上海强坤 | 量规
EC2769 | 8 | Gauge |  |  | SH Lab | 85#5F-Gauge room | II | 2019-10-08 | 2020-10-07 | ES AW | Closed | 2003-10-08 |  | RMB | 0 | 上海强坤 | 量规
EC2769 | 9 | Gauge |  |  | SH Lab | 85#5F-Gauge room | II | 2019-10-08 | 2020-10-07 | ES AW | Closed | 2003-10-08 |  | RMB | 0 | 上海强坤 | 量规
EC2770 |  | Thermocouple Welder |  |  | SH Lab | 86#3F-Home appliance test lab | III | 2003-09-19 | — |  | Closed | 2003-09-19 |  | RMB | 200 | ETL SEMKO ShangHai | 热电偶焊接仪
EC2771 |  | Thermocouple Welder |  |  | SH Lab | 86#4F-Multimedia test lab | III | 2003-09-19 | — |  | Closed | 2003-09-19 |  | RMB | 200 | ETL SEMKO ShangHai | 热电偶焊接仪
EC2772 |  | Thermocouple Welder |  |  | SH Lab | 86#1F-Tools & machinery test lab | III | 2003-09-19 | — |  | Closed | 2003-09-19 |  | RMB | 200 | ETL SEMKO ShangHai | 热电偶焊接仪
EC2773 |  | Thermocouple Welder |  |  | SH Lab | 85#5F-ACCE & LUM test lab | III | 2003-09-19 | — |  | Closed | 2003-09-19 |  | RMB | 200 | ETL SEMKO ShangHai | 热电偶焊接仪
EC2774 |  | DC Analog Volt Meter |  |  | SH Lab | 86#2F-Power supply test lab | I | 2006-09-11 | — | SIMT | Disposal | 2003-01-01 |  | RMB | 650 | 上海良标智能终端股份有限公司 | 模拟直流电压表
EC2775 |  | DC Analog Current Meter |  |  | SH Lab | 86#2F-Power supply test lab | I | 2019-10-30 | 2020-10-29 | JSMI | Closed | 2003-09-24 |  | RMB | 650 | 上海良标智能终端股份有限公司 | 模拟直流电流表
EC2776 |  | Tapeline |  |  | SH Lab |  | I |  | — | SIMT | Disposal | 2003-01-01 | Scrap | RMB | 0 | Land | 卷尺
EC2777 |  | Blank |  |  |  |  | II |  |  |  | Closed | 2003-01-01 |  | RMB | 0 |  | Blank
EC2778 |  | Gauge for verification of Grooves,Holes and Reverse Tapers |  |  | SH Lab |  | II |  | — |  | Disposal | 2003-01-01 | Scrap | RMB | 0 | 上海强坤 | 确认凹槽,孔和倒转锥形的量规
EC2778 | 1 | Gauge for verification of Grooves,Holes and Reverse Tapers |  |  | SH Lab | 85#5F-Gauge room | II | 2019-11-20 | 2020-11-19 | EC JZ | Closed |  | Scrap | RMB | 0 | 上海强坤 | 确认凹槽,孔和倒转锥形的量规
EC2779 |  | Gauge for the verification of the outline of covers or cover-plates |  |  | SH Lab | 85#5F-Gauge room | II | 2019-09-28 | 2020-09-27 | ES AW | Closed | 2003-09-22 |  | RMB | 400 | 上海强坤 | 确认盖或盖板外形的量规
EC2780 |  | Magnifier |  |  | SH Lab | 86#4F-Calibration room | II | 2019-09-22 | 2020-09-21 | EC JZ | Closed | 2003-09-24 |  | RMB | 800 | 上海香科仪器贸易有限公司 | 放大镜
EC2781 |  | Torque Screwdriver |  | 02K027 | CN FAC | 86#4F-Calibration room | I | 2015-09-02 | — | JSMI | Repairing | 2003-09-28 |  | RMB | 1980 | KANON | 扭力螺丝刀
EC2782 |  | Digital Micrometer |  |  | CN FAC | 86#4F-Calibration room | I | 2016-10-28 | — | MFG | Out of service | 2003-10-27 | 封存2017.10.28 | RMB | 850 | Mitutoyo | 千分尺
EC2783 |  | Digital scale |  | S25207624 | CN FAC | 86#4F-Calibration room | I | 2019-09-10 | 2020-09-09 | JSMI | Closed | 2003-10-27 |  | RMB | 2450 | ShangHai yingZhan | 电子秤
EC2784 |  | Digital scale |  | 11936839 | CN FAC | 86#4F-Calibration room | I | 2019-09-10 | 2020-09-09 | JSMI | Closed | 2003-10-27 |  | RMB | 16197 | Sartorius | 电子秤
EC2785 |  | Thermometer |  | 74650319 | CN FAC | 86#4F-Calibration room | II | 2019-10-12 | 2020-10-11 | ES AW | Closed | 2003-10-27 |  | RMB | 2800 | FLUKE | 点温计
EC2786 |  | Infrared Thermometer |  | 266 | SH Lab | 86#4F-Multimedia test lab | I | 2019-03-22 | 2020-03-21 | SIMT | Calibrating | 2003-10-07 |  | RMB | 0 | Raytek | 远红外点温仪
EC2787 |  | Dual Display Multimeter |  |  | SH Lab | 51#7F-LUM test lab | II | 2019-09-28 | 2020-09-27 | EC JZ | Closed | 2003-09-26 |  | RMB | 6750 | FLUKE | 数字双显示万用表
EC2788 |  | Oscilloscope |  | B027873 | CN FAC | 86#4F-Calibration room | I | 2013-10-11 | — | SIMT | Disposal | 2003-10-27 |  | RMB | 34500 | Tektronix | 示波器
EC2788 | 1 | Electronic counter | JDM15-T |  | CN FAC | 86#4F-Calibration room | I | 2019-05-07 | 2020-05-06 | JSMI | Closed |  |  | RMB | 34500 | DHC | 计数器
EC2789 |  | Fixture for Thermocouple |  |  | SH Lab | 86#4F-Multimedia test lab | III | 2003-09-25 | — |  | Closed | 2003-09-25 |  | RMB | 500 | ShangHai Electronic Equipment Factory | 热电偶支架
EC2790 |  | Fixture for Thermocouple |  |  | SH Lab | 86#4F-Multimedia test lab | III | 2003-09-25 | — |  | Closed | 2003-09-25 |  | RMB | 500 | ShangHai Electronic Equipment Factory | 热电偶支架
EC2791 |  | Fixture for Thermocouple |  |  | SH Lab | 86#2F-Power supply test lab | III | 2003-09-25 | — |  | Closed | 2003-09-25 |  | RMB | 500 | ShangHai Electronic Equipment Factory | 热电偶支架
EC2792 |  | Fixture for Thermocouple |  |  | SH Lab | 85#5F-ACCE & LUM test lab | III | 2003-09-25 | — |  | Closed | 2003-09-25 |  | RMB | 500 | ShangHai Electronic Equipment Factory | 热电偶支架
EC2793 |  | Fixture for Thermocouple |  |  | SH Lab | 86#2F-Power supply test lab | III | 2003-09-25 | — |  | Closed | 2003-09-25 |  | RMB | 500 | ShangHai Electronic Equipment Factory | 热电偶支架
EC2794 |  | Fixture for Thermocouple |  |  | SH Lab | 85#5F-ACCE & LUM test lab | III | 2003-09-25 | — |  | Closed | 2003-09-25 |  | RMB | 500 | ShangHai Electronic Equipment Factory | 热电偶支架
EC2795 |  | Load Box for Dynamic Loading Test |  |  | SH Lab | 86#1F-Garden tools test lab (Ⅰ) | III | 2003-09-25 | — |  | Disposal | 2003-01-01 | Scrap | RMB | 0 | 上海强坤 | 动态负载测试用负载盒
EC2796 |  | Switch box for leakage current filter |  |  | SH Lab |  | III | 2003-09-25 | — |  | Disposal | 2003-01-01 | Scrap | RMB | 0 | ETL SEMKO ShangHai | 泄露电流用开关盒
EC2797 |  | Switch box for 4 wires resistance measurement |  |  | SH Lab | 86#4F-Multimedia test lab | III | 2003-09-25 | — |  | Closed | 2003-09-25 |  | RMB | 17.6 | ETL SEMKO ShangHai | 4线法测电阻用开关盒
EC2798 |  | Variable Transformer |  |  | SH Lab | 86#1F-Endurance test lab | III | 2003-09-26 | — |  | Closed | 2003-09-26 |  | RMB | 350 | 上海同凯电气有限公司 | 调压器
EC2799 |  | Variable Transformer |  |  | SH Lab | 86#1F-Tools & machinery test lab | III | 2003-09-26 | — |  | Closed | 2003-09-26 |  | RMB | 350 | 上海同凯电气有限公司 | 调压器
EC2800 |  | Isolating Transformer |  |  | SH Lab | 86#3F-Cooking & HVAC test lab | III | 2003-09-26 | — |  | Closed | 2003-09-26 |  | RMB | 800 | 上海同凯电气有限公司 | 隔离变压器
EC2801 |  | Isolating Transformer |  |  | SH Lab | 86#4F-Multimedia test lab | III | 2003-09-26 | — |  | Closed | 2003-09-26 |  | RMB | 800 | 上海同凯电气有限公司 | 隔离变压器
EC2802 |  | Isolating Transformer |  |  | SH Lab |  | III | 2003-09-26 | — |  | Disposal | 2003-01-01 | Scrap | RMB | 0 | 上海同凯电气有限公司 | 隔离变压器
EC2803 |  | Variable Transformer |  |  | SH Lab | 86#1F-General test lab | III | 2003-09-26 | — |  | Out of service | 2003-09-26 |  | RMB | 650 | 上海同凯电气有限公司 | 调压器
EC2804 |  | Variable Transformer |  |  |  |  | III | 2003-09-26 | — |  | Disposal | 2003-01-01 | Transfer to HZ | RMB | 0 | 上海同凯电气有限公司 | 调压器
EC2805 |  | Mandrel |  |  | SH Lab | 86#2F-Power supply test lab | II | 2019-09-27 | 2020-09-26 | ES AW | Closed | 2003-09-29 |  | RMB | 0 | ShangHai Electronic Equipment Factory | 心轴
EC2806 |  | Test Rod |  |  | SH Lab | 85#5F-Gauge room | II | 2019-09-27 | 2020-09-26 | ES AW | Closed | 2003-09-29 |  | RMB | 1040 | 上海强坤 | 金属棒
EC2807 |  | Arrangement for test on covers or cover-plates |  |  | SH Lab | 85#5F-Gauge room | II | 2019-09-27 | 2020-09-26 | ES AW | Closed | 2003-09-29 |  | RMB | 20 | 上海强坤 | 盖或盖盘测试用装置
EC2808 |  | Steel plate |  |  | SH Lab | 85#5F-Gauge room | II | 2019-09-07 | 2020-09-06 | EC JZ | Closed | 2003-09-30 |  | RMB | 800 | 上海强坤 | 铁片
EC2809 |  | Test wall |  |  | SH Lab | 85#5F-ACCE & LUM test lab | III | 2003-10-06 | — |  | Closed | 2003-10-06 |  | RMB | 800 | 上海强坤 | 测试墙
EC2810 |  | Wood Block |  |  | SH Lab | 85#5F-ACCE & LUM test lab | III | 2003-10-07 | — |  | Closed | 2003-10-07 |  | RMB | 0 | 上海强坤 | 木块
EC2811 |  | Horizontal Flame Test Apparatus |  |  | SH Lab |  | II | 2007-10-08 | — | ES JH | Disposal | 2003-01-01 |  | RMB | 0 | ETL SEMKO ShangHai | 水平方向火焰测试装置
EC2811 | 1 | Pressure meter of U-type |  |  | SH Lab | Hangzhou test lab | I | 2005-10-17 | — | SIMT | Disposal | 2004-10-18 | Transfer to HZ | RMB | 0 | ETL SEMKO ShangHai | U型压力表
EC2811 | 10 | Gauge |  |  | SH Lab | 86#1F-Material test lab | II | 2010-10-09 | — | ES LWF | Disposal | 2004-10-18 | Transfer to HZ | RMB | 0 | 上海强坤 | 量规
EC2811 | 11 | Blowtorch |  |  | SH Lab | 86#1F-Material test lab | II | 2007-10-09 | — | ES LWF | Out of service | 2004-10-18 | Transfer to HZ | RMB | 0 | 上海强坤 | 喷灯
EC2811 | 12 | Gauge |  |  | SH Lab | 86#1F-Material test lab | II | 2010-10-09 | — | ES LWF | Disposal | 2004-10-18 | Transfer to HZ | RMB | 0 | 上海强坤 | 量规
EC2811 | 13 | Burner wing top |  |  | SH Lab | 86#1F-Material test lab | II | 2010-01-22 | — | ES LWF | Disposal | 2004-10-18 | Transfer to HZ | RMB | 0 |  | 燃烧实验HBF等级用喷嘴
EC2811 | 2 | Flowmeter |  |  | SH Lab | Hangzhou test lab | I | 2008-05-21 | — | ZMT | Out of service | 2004-10-18 | Transfer to HZ | RMB | 0 | ETL SEMKO ShangHai | 流量表
EC2811 | 3 | Guage |  |  | SH Lab | 86#1F-Material test lab | II | 2009-10-08 | — | ES JH | Disposal | 2004-10-18 | Transfer to HZ | RMB | 0 | ETL SEMKO ShangHai | 量规
EC2811 | 4 | Guage |  |  | SH Lab | 86#1F-Material test lab | II | 2009-10-08 | — | ES JH | Disposal | 2004-10-18 | Transfer to HZ | RMB | 0 | ETL SEMKO ShangHai | 量规
EC2811 | 5 | support |  |  | SH Lab |  | II | 2007-10-08 | — | ES JH | Out of service | 2004-10-18 | Transfer to HZ | RMB | 0 | ETL SEMKO ShangHai | 支架
EC2811 | 6 | Thermometer |  |  | SH Lab |  | II | 2007-10-18 | — | ES JH | Out of service | 2004-10-18 | Transfer to HZ | RMB | 0 | ETL SEMKO ShangHai | 点温计
EC2811 | 7 | Timer Relay |  |  | SH Lab |  | II | 2007-10-08 | — | ES JH | Out of service | 2004-10-18 | Transfer to HZ | RMB | 0 | ETL SEMKO ShangHai | 时间继电器
EC2811 | 8 | Copper block |  |  | SH Lab |  | II | 2007-10-08 | — | ES JH | Out of service | 2004-10-18 | Transfer to HZ | RMB | 0 | ETL SEMKO ShangHai | 铜块
EC2811 | 9 | Steel Ruler |  |  | SH Lab | 86#1F-Material test lab | II | 2010-09-05 | — | ES LWF | Disposal | 2004-10-18 | Transfer to HZ | RMB | 0 | ETL SEMKO ShangHai | 直尺
EC2812 |  | Apparatus for deflection test |  |  | SH Lab | 85#5F-Gauge room | II | 2019-10-08 | 2020-10-07 | ES AW | Closed | 2003-10-07 |  | RMB | 2300 | 上海强坤 | 偏转测试用装置
EC2813 |  | Load Resistor Box |  |  | SH Lab | 86#4F-Multimedia test lab | III | 2003-10-07 | — |  | Closed | 2003-10-07 |  | RMB | 0 | ETL SEMKO ShangHai | 负载电阻盒
EC2814 |  | Polisher endurance Tester |  |  | SH Lab |  | II |  | — | ES JH | Disposal | 2003-01-01 |  | RMB | 0 | Shanghai XinCheng | 磨光机耐久试验仪
EC2815 |  | Resistor |  |  | SH Lab | 51#7F-LUM test lab | III | 2003-10-07 | — |  | Closed | 2003-01-01 |  | RMB | 0 | ETL SEMKO ShangHai | 电阻盒
EC2816 |  | Apparatus for supply cord pulling and twisting test |  |  | SH Lab | 86#3F-Home appliance test lab | II | 2007-12-29 | — | ES JH | Disposal | 2003-12-31 |  | RMB | 9000 | ETL SEMKO ShangHai | 电源线拉伸扭力试验仪
EC2817 |  | Push-pull scale |  | 102274 | SH Lab | 85#5F-Gauge room | I | 2020-01-02 | 2021-01-01 | JSMI | Closed | 2003-12-30 |  | RMB | 2160 | IMADA | 推拉力计
EC2818 |  | Push-pull scale |  | 137136 | CN FAC | 86#4F-Calibration room | I | 2007-10-22 | — | SIMT | Disposal | 2003-10-24 |  | RMB | 2460 | IMADA | 推拉力计
EC2819 |  | Electronic inclinometer |  |  | CN FAC | 86#4F-Calibration room | I | 2019-05-10 | 2020-05-09 | JSMI | Closed | 2003-01-01 |  | RMB | 0 | SOLA | 电子水平角度仪
EC2820 | 1 | Apparatus for testing resistance to abnormal heat of insulating sleeves of plug pins |  |  | SH Lab | 86#1F-General test lab | II | 2011-05-16 | — | ES AW | Damaged | 2005-03-25 |  | RMB | 6580 | 上海九源电热电器有限公司 | 接插件温升试验仪
EC2820 | 2 | Apparatus for testing resistance to abnormal heat of insulating sleeves of plug pins |  |  | SH Lab | 86#1F-General test lab | II | 2011-05-16 | — | ES AW | Damaged | 2005-03-25 |  | RMB | 6260 | 上海九源电热电器有限公司 | 接插件温升试验仪
EC2821 |  | Window Glass Sheet for the Glass test shelve |  |  | SH Lab | 85#5F-ACCE & LUM test lab | III | 2003-10-09 | — |  | Closed | 2003-10-09 |  | RMB | 28 | ETL SEMKO ShangHai | Sheet for the Glass test shelve
EC2822 |  | Test Rod |  |  | SH Lab | 85#5F-Gauge room | II | 2019-10-08 | 2020-10-07 | CTI | Closed | 2003-10-09 |  | RMB | 600 | 上海强坤 | 测试棒
EC2823 |  | Module for Data Acquisition |  |  | CN FAC | 86#4F-Calibration room | III | 2003-08-30 | — |  | Closed | 2003-08-30 |  | RMB | 4360 | Agilent | 数据采集仪模块
EC2824 |  | Module for Data Acquisition |  |  | CN FAC | 86#4F-Calibration room | III | 2003-08-30 | — |  | Closed | 2003-08-30 |  | RMB | 4360 | Agilent | 数据采集仪模块
EC2825 |  | Push-pull scale |  | 137336 | CN FAC | 86#4F-Calibration room | I | 2019-06-03 | 2020-06-02 | SIMT | Closed | 2003-12-09 |  | RMB | 1950 | IMADA | 推拉力计
EC2826 |  | Temperature and Humidity Recorder |  | 3101301433 | SH Lab | 85#5F-Gauge room | I | 2019-04-26 | 2020-04-25 | JSMI | Closed | 2004-02-09 |  | RMB | 2451 | ZheJiang university electronic equipment factory | 温湿度记录仪
EC2827 |  | Temperature and Humidity Recorder |  | 3101302422 | SH Lab | 86#1F-Tools & machinery test lab | I | 2018-04-11 | — | JSMI | Out of service | 2004-02-09 | 未找到 | RMB | 2451 | ZheJiang university electronic equipment factory | 温湿度记录仪
EC2828 | 1 | Gauges for Lampholder |  |  | XM Lab | Xiamen test lab | II | 2019-12-27 | 2020-12-26 | EC JZ | Closed | 2003-11-15 |  | RMB | 30500 | 上海强坤 | 灯具量规
EC2828 | 10 | Gauges for Lampholder |  |  | XM Lab | Xiamen test lab | II | 2019-12-27 | 2020-12-26 | EC JZ | Closed | 2003-11-15 |  | RMB | 0 | 上海强坤 | 灯具量规
EC2828 | 11 | Gauges for Lampholder |  |  | XM Lab | Xiamen test lab | II | 2019-12-27 | 2020-12-26 | EC JZ | Closed | 2003-11-15 |  | RMB | 0 | 上海强坤 | 灯具量规
EC2828 | 12 | Gauges for Lampholder |  |  | XM Lab | Xiamen test lab | II | 2019-12-27 | 2020-12-26 | EC JZ | Closed | 2003-11-15 |  | RMB | 0 | 上海强坤 | 灯具量规
EC2828 | 13 | Gauges for Lampholder |  |  | XM Lab | Xiamen test lab | II | 2019-12-27 | 2020-12-26 | EC JZ | Closed | 2003-11-15 |  | RMB | 0 | 上海强坤 | 灯具量规
EC2828 | 14 | Gauges for Lampholder |  |  | XM Lab | Xiamen test lab | II | 2019-12-27 | 2020-12-26 | EC JZ | Closed | 2003-11-15 |  | RMB | 0 | 上海强坤 | 灯具量规
EC2828 | 15 | Gauges for Lampholder |  |  | XM Lab | Xiamen test lab | II | 2019-12-27 | 2020-12-26 | EC JZ | Closed | 2003-11-15 |  | RMB | 0 | 上海强坤 | 灯具量规
EC2828 | 16 | Gauges for Lampholder |  |  | XM Lab | Xiamen test lab | II | 2019-12-27 | 2020-12-26 | EC JZ | Closed | 2003-11-15 |  | RMB | 0 | 上海强坤 | 灯具量规
EC2828 | 17 | Gauges for Lampholder |  |  | XM Lab | Xiamen test lab | II | 2019-12-27 | 2020-12-26 | EC JZ | Closed | 2003-11-15 |  | RMB | 0 | 上海强坤 | 灯具量规
EC2828 | 18 | Gauges for Lampholder |  |  | XM Lab | Xiamen test lab | II | 2019-12-27 | 2020-12-26 | EC JZ | Closed | 2003-11-15 |  | RMB | 0 | 上海强坤 | 灯具量规
EC2828 | 2 | Gauges for Lampholder |  |  | XM Lab | Xiamen test lab | II | 2019-12-27 | 2020-12-26 | EC JZ | Closed | 2003-11-15 |  | RMB | 0 | 上海强坤 | 灯具量规
EC2828 | 3 | Gauges for Lampholder |  |  | XM Lab | Xiamen test lab | II | 2019-12-27 | 2020-12-26 | EC JZ | Closed | 2003-11-15 |  | RMB | 0 | 上海强坤 | 灯具量规
EC2828 | 4 | Gauges for Lampholder |  |  | XM Lab | Xiamen test lab | II | 2019-12-27 | 2020-12-26 | EC JZ | Closed | 2003-11-15 |  | RMB | 0 | 上海强坤 | 灯具量规
EC2828 | 5 | Gauges for Lampholder |  |  | XM Lab | Xiamen test lab | II | 2019-12-27 | 2020-12-26 | EC JZ | Closed | 2003-11-15 |  | RMB | 0 | 上海强坤 | 灯具量规
EC2828 | 6 | Gauges for Lampholder |  |  | XM Lab | Xiamen test lab | II | 2019-12-27 | 2020-12-26 | EC JZ | Closed | 2003-11-15 |  | RMB | 0 | 上海强坤 | 灯具量规
EC2828 | 7 | Gauges for Lampholder |  |  | XM Lab | Xiamen test lab | II | 2019-12-27 | 2020-12-26 | EC JZ | Closed | 2003-11-15 |  | RMB | 0 | 上海强坤 | 灯具量规
EC2828 | 8 | Gauges for Lampholder |  |  | XM Lab | Xiamen test lab | II | 2019-12-27 | 2020-12-26 | EC JZ | Closed | 2003-11-15 |  | RMB | 0 | 上海强坤 | 灯具量规
EC2828 | 9 | Gauges for Lampholder |  |  | XM Lab | Xiamen test lab | II | 2019-12-27 | 2020-12-26 | EC JZ | Closed | 2003-11-15 |  | RMB | 0 | 上海强坤 | 灯具量规
EC2829 |  | Electronic tachometer |  | L1490169 | SH Lab | 86#2F-Construction test lab(Ⅰ) | I | 2019-12-23 | 2020-12-22 | JSMI | Closed | 2003-12-12 |  | RMB | 3000 | ONO SOKKI | 光电转速表
EC2830 |  | Magnetic induction tachometer |  | L2500005 | SH Lab | 86#1F-Garden tools test lab (Ⅰ) | I | 2018-03-01 | — | JSMI | Disposal | 2004-03-05 |  | RMB | 3400 | ONO SOKKI | 磁感应转速表
EC2831 |  | Lampcap life normal operation test apparatus | 定制 |  | SH Lab | 51#7F-LUM test lab | I | 2020-01-08 | 2021-01-07 | SETRI | Closed | 2003-12-15 | 第一次维修编号EC2831(WX1)，由海悦电子维修。 | RMB | 21840 | 上海电子仪器厂 | 灯头寿命操作试验装置
EC2831 | 1 | Torque sensor | GNJ-5(Nm) | 1110111 | SH Lab | 51#7F-LUM test lab | I | 2014-12-08 | — | SIMT | Out of service |  | 封存，原EC2831里的扭矩仪新编号码为EC2831-1，待计量，现EC2831为灯头寿命操作试验装置（不含扭矩仪） |  | 17000 | 上海奎德龙扭矩仪器有限公司 | 扭矩传感器
EC2831 | 2 | Screw Caps E14 | 定制 |  | SH Lab | 51#7F-LUM test lab | II | 2019-12-08 | 2020-12-07 | EC JK | Closed | 2014-12-12 17:49 |  |  | 0 | 上海海悦电子科技有限公司 | 试验灯头E14
EC2831 | 3 | Screw Caps E27 | 定制 |  | SH Lab | 51#7F-LUM test lab | II | 2019-12-08 | 2020-12-07 | EC JK | Closed | 2014-12-12 17:51 |  |  | 0 | 上海海悦电子科技有限公司 | 试验灯头E27
EC2831 | 4 | Screw Caps E40 | 定制 |  | SH Lab | 51#7F-LUM test lab | II | 2019-12-08 | 2020-12-07 | EC JK | Closed | 2014-12-12 17:52 |  |  | 0 | 上海海悦电子科技有限公司 | 试验灯头E40
EC2832 |  | AC Frequency Converter |  |  | SH Lab | 85#5F-B5F Power distribution room | III |  | — |  | Closed | 2003-10-22 | Transfer to HZ | RMB | 0 | IDRC | 交流变频电源
EC2833 |  | Variable Transformer |  |  | XM Lab | Xiamen test lab | III | 2002-06-24 | — |  | Closed | 2003-01-01 |  | RMB | 0 | FATO | 调压器
EC2834 |  | AC Hi-Pot tester |  | 90297 | SH Lab | 86#3F-Construction test lab (Ⅱ) | I | 2019-11-04 | 2020-11-03 | JSMI | Closed | 2004-02-11 |  | RMB | 3240 | 上海安标电子有限公司 | 交流耐压仪
EC2835 |  | AC Hi-Pot tester |  | 90298 | YY Eng | Yuyao test lab | I | 2019-04-25 | 2020-04-24 | CIXI | Closed | 2004-02-11 |  | RMB | 3240 | 上海安标电子有限公司 | 交流耐压仪
EC2836 |  | AC Frequency Converter |  |  |  | 86#3F-3F Power distribution room | III | 2003-12-16 | — |  | Closed | 2003-12-16 |  | RMB | 81000 | 欧源电子（深圳）有限公司 | 交流变频电源
EC2837 |  | Spring hammer calibrator |  |  | CN FAC | 86#4F-Calibration room | II | 2020-03-03 | 2020-04-02 | EC JZ | Closed | 2004-08-20 |  | RMB | 0 | ETL SEMKO Shanghai | 冲击锤校准装置
EC2838 |  | Shielded room |  | 1 | SH Lab | 86#4F-EMC Shielding room | I | 2019-01-14 | 2020-01-13 | SIMT | Calibrating | 2004-02-15 |  | RMB | 223000 | 常州中宇 | 屏蔽室
EC2839 |  | Shielded room |  | 2 | SH Lab | 86#4F-EMC Shielding room | I | 2019-01-14 | 2020-01-13 | SIMT | Calibrating | 2004-02-15 |  | RMB | 130000 | 常州中宇 | 屏蔽室
EC2840 |  | Test Rod |  |  | SH Lab | 51#7F-PPT test lab | II | 2020-03-09 | 2021-03-08 | EC JK | Closed | 2004-03-11 |  | RMB | 500 | 上海和檀贸易有限公司 | 测试棒
EC2841 |  | Vessel |  |  | SH Lab |  | II |  | — |  | Disposal | 2003-01-01 | Scrap | RMB | 0 | 上海强坤 | 平底铝锅
EC2842 |  | Digital Caliper |  |  | SH Lab | 86#3F-Construction test lab (Ⅱ) | I | 2009-03-18 | — | SIMT | Out of service | 2004-03-23 |  | RMB | 249.85 | 上海量具刃具厂 | 电子数显卡尺
EC2843 |  | Digital Caliper |  | 3011707 | SH Lab | 86#3F-Construction test lab (Ⅱ) | I | 2019-03-08 | 2020-03-07 | JSMI | Calibrating | 2004-03-23 |  | RMB | 249.85 | 上海量具刃具厂 | 电子数显卡尺
EC2844 |  | power Analyzer |  |  | SH Lab | 85#5F-ACCE & LUM test lab | I | 2007-10-09 | — | SIMT | Out of service | 2004-03-31 | Transfer to HZ | RMB | 0 | XITRON | 功率分析仪
EC2845 |  | Ball Pressure Tester |  |  | XM Lab | Xiamen test lab | II | 2019-06-16 | 2020-06-15 | EC JZ | Closed | 2003-01-01 |  | RMB | 0 | 上海强坤 | 球压试验仪
EC2846 |  | Gauge |  |  | SH Lab | 85#5F-Gauge room | II | 2019-06-17 | 2020-06-16 | EC JZ | Closed | 2004-03-04 |  | RMB | 11000 | 上海强坤 | 量规
EC2847 |  | Torque tester for Lamp cap |  |  | XM Lab | Xiamen test lab | II | 2019-06-16 | 2020-06-15 | ES AW | Closed | 2003-01-01 |  | RMB | 0 | Shanghai Hetan | 灯头扭力装置
EC2848 |  | Fixture for Thermocouple |  |  | SH Lab | 86#3F-Home appliance test lab | III | 2004-03-10 | — |  | Closed | 2004-03-10 |  | RMB | 550 | 上海强坤 | 热电偶支架
EC2849 |  | Vacuum Pump |  | 50 | SH Lab | 86#1F-Environment test lab | III | 2004-04-01 | — |  | Closed | 2004-04-01 |  | RMB | 830 | 上海辉通真空设备有限公司 | 旋片式真空泵
EC2850 |  | Standard Lump |  |  | SH Lab |  | I |  | — |  | Disposal | 2003-01-01 | Scrap | RMB | 0 |  | 标准灯
EC2851 |  | The calibrator for spring hammer calibrator |  |  | CN FAC | 86#4F-Calibration room | III | 2004-02-25 | — |  | Disposal | 2004-02-25 |  | RMB | 0 | ETL SEMKO Shanghai | 冲击锤校准仪的校准装置
EC2852 |  | Digital Multimeter | 187 |  | CN FAC | 86#4F-Calibration room | II | 2019-04-18 | 2020-04-17 | EC JZ | Closed | 2004-04-16 |  | RMB | 3650 | FLUKE | 数字万用表
EC2853 |  | Gauge |  |  | SH Lab | 86#1F-Tools & machinery test lab | II | 2019-04-18 | 2020-04-17 | ES AW | Closed | 2004-04-14 |  | RMB | 18 | Shanghai Huajinggong | 塞规
EC2854 |  | High Temperature Oven |  | 1010040105 | SH Lab | 51#7F-PPT test lab | I | 2019-04-03 | 2020-04-02 | JSMI | Closed | 2004-04-20 |  | RMB | 10017 | ESPEC | 高温烘箱
EC2855 |  | Steel Ball |  |  | SH Lab | 86#2F-Construction test lab(Ⅰ) | II |  | — | ES LWF | Disposal | 2004-04-21 |  | RMB | 28 | Shanghai Yifei | Φ50mm 铁球
EC2856 |  | Ball Pressure Tester |  |  | YY Eng | Yuyao test lab | II | 2020-03-10 | 2021-03-09 | EC JZ | Closed | 2004-04-22 |  | RMB | 1200 | Hetan | 球压试验仪
EC2856 | 1 | amplifier |  |  | CIXI | CIXI test lab | I | 2015-07-15 | — | SIMT | Out of service |  | 封存2016.12.14 |  | 0 | 中山坤尚 | 放大镜
EC2857 |  | Pressure Testing Pump |  |  | SH Lab | 86#1F-Tools & machinery test lab | III | 2004-04-22 | — |  | Closed | 2004-04-22 |  | RMB | 11500 | HeBei Raoyang | 压力自控试压泵
EC2857 | 1 | Pressure meter |  |  | SH Lab | 86#1F-Washing M/C test lab | I | 2005-08-22 | — | SIMT | Disposal | 2004-04-22 |  | RMB | 0 | Chengde | 压力表
EC2858 |  | High pressure cleaner endurance tester |  |  | SH Lab |  | I |  | — |  | Disposal | 2004-04-29 | Scrap | RMB | 26000 | Songli Automatic Equipment co.,LTD | 高压清洗机耐久测试台
EC2859 |  | High pressure cleaner endurance tester |  |  | SH Lab |  | I |  | — |  | Disposal | 2004-04-29 | Scrap | RMB | 26930 | Songli Automatic Equipment co.,LTD | 高压清洗机耐久测试台
EC2859 | 9 | Pressure meter |  |  | SH Lab |  | I |  | — | SIMT | Disposal | 2004-04-29 |  | RMB | 0 |  | 压力表
EC2860 |  | Weight |  |  | SH Lab | 51#7F-LUM test lab | II | 2019-05-08 | 2020-05-07 | ES AW | Closed | 2005-05-09 |  | RMB | 250 | QiangKun | 砝码
EC2861 |  | Fixture for Thermocouple |  |  | SH Lab | 86#3F-Cooking & HVAC test lab | III | 2004-05-10 | — |  | Closed | 2004-05-10 |  | RMB | 550 | QiangKun | 热电偶支架
EC2862 |  | Fixture for Thermocouple |  |  | SH Lab | 86#3F-Heating & motor test lab | III | 2004-05-10 | — |  | Closed | 2004-05-10 |  | RMB | 550 | QiangKun | 热电偶支架
EC2863 |  | Digital Multimeter |  |  | SH Lab | 86#3F-Cooking & HVAC test lab | II | 2016-08-14 | — | ES HG | Disposal | 2004-05-13 |  | RMB | 3600 | FLUKE | 数字万用表
EC2864 |  | Gauge |  |  | SH Lab | 86#3F-Construction test lab (Ⅱ) | II | 2019-05-11 | 2020-05-10 | EC JZ | Closed | 2003-01-01 |  | RMB | 800 | QiangKun | 试验棒
EC2865 |  | Combustible Gas Detector |  |  | SH Lab | 86#3F-Home appliance test lab | I | 2008-02-25 | — | SIMT | Disposal | 2004-05-17 |  | RMB | 6300 | RAE | 易燃易爆气体检测仪
EC2866 |  | Shunt |  |  | SH Lab | 86#4F-Multimedia test lab | III | 2004-05-09 | — |  | Closed | 2003-08-23 |  | RMB | 1000 | ETL SEMKO Shanghai | 分流器
EC2867 |  | Test hook |  |  | SH Lab | 86#1F-General test lab | II | 2019-05-17 | 2020-05-16 | ES AW | Closed | 2004-05-17 |  | RMB | 100 | Shanghai Hetan | 试验钩
EC2868 |  | Digital Caliper |  | 4039013 | SH Lab | 86#4F-Multimedia test lab | I | 2013-05-27 | — | SIMT | Disposal | 2004-06-02 |  | RMB | 198 | Sha Liang-ren Fa. | 电子数显卡尺
EC2869 |  | Hardwood Board |  |  | SH Lab | 86#1F-General test lab | III | 2004-05-18 | — | ES LWF | Closed | 2004-05-18 |  | RMB | 0 | ShangHai ChengQuan | 硬木板
EC2870 |  | Variable Transformer |  |  | SH Lab | 86#3F-Heating & motor test lab | III | 2004-05-20 | — |  | Disposal | 2004-05-20 |  | RMB | 350 | Suzhou Yanghua | 调压器
EC2871 |  | Resistor |  |  | SH Lab | 86#4F-EMC test lab | III | 2004-05-18 | — |  | Closed | 2004-05-18 |  | RMB | 250 | ETL SEMKO Shanghai | 负载电阻
EC2872 | 1 | Test Probe |  |  | SH Lab | 86#1F-General test lab | II | 2019-05-19 | 2020-05-18 | EC JZ | Closed | 2004-05-18 |  | RMB | 450 | Shanghai Hetan | 试验探棒
EC2872 | 2 | Test Probe |  |  | SH Lab | 86#1F-General test lab | II | 2019-05-19 | 2020-05-18 | EC JZ | Closed | 2004-05-18 |  | RMB | 450 | Shanghai Hetan | 试验探棒
EC2873 |  | Standard Workbench |  |  | SH Lab | 86#4F-Multimedia test lab | III | 2004-05-08 | — |  | Closed | 2005-05-08 |  | RMB | 3885 | Shanghai Mingchi | 标准实验台
EC2874 |  | Leakage Current Filter |  |  | SH Lab |  | I |  | — | SIMT | Disposal | 2004-05-19 | Scrap | RMB | 0 | ETL SEMKO Shanghai | 泄漏电流测试盒
EC2875 |  | Gauge for Lampholder |  |  | SH Lab | 51#7F-LUM test lab | II | 2019-06-09 | 2020-06-08 | EC JZ | Closed | 2004-02-25 |  | RMB | 0 | QiangKun | 灯座量规
EC2876 |  | Thermocouple Welder |  |  | SH Lab | 85#5F-ACCE & LUM test lab | III | 2004-05-24 | — |  | Closed | 2003-01-01 |  | RMB | 200 | ETL SEMKO Shanghai | 热电偶焊接仪
EC2877 |  | Thermocouple Welder |  |  | XM Lab | Xiamen test lab | III | 2004-05-24 | — |  | Closed | 2003-01-01 | XM 当作工具使用 | RMB | 200 | ETL SEMKO Shanghai | 热电偶焊接仪
EC2878 |  | Data Acquisition/Switch Unit |  |  | CN FAC | 86#4F-Calibration room | II | 2019-05-26 | 2020-05-25 | EC JZ | Closed | 2004-05-24 | Agilent BenchLink Data Logger 3版本4.2.00 | RMB | 13700 | Agilent | 数据采集仪
EC2879 |  | Data Acquisition/Switch Unit |  |  | SH Lab | 86#3F-Heating & motor test lab | II | 2019-12-22 | 2020-12-21 | ES AW | Closed | 2004-05-24 | Agilent BenchLink Data Logger 3版本4.2.00 | RMB | 13700 | Agilent | 数据采集仪
EC2880 |  | Data Acquisition/Switch Unit |  |  | SH Lab | 86#4F-Multimedia test lab | II | 2019-05-26 | 2020-05-25 | EC JZ | Closed | 2004-05-24 | Agilent BenchLink Data Logger 3版本4.2.00 | RMB | 13700 | Agilent | 数据采集仪
EC2881 |  | Slide-Wire Resistor |  |  | SH Lab | 86#4F-Multimedia test lab | III | 2004-05-28 | — |  | Closed | 2004-05-28 |  | RMB | 1530 | QiuJing | 滑线变阻器
EC2882 |  | Slide-Wire Resistor |  |  | SH Lab | 86#1F-General test lab | III | 2004-05-28 | — |  | Closed | 2004-05-29 |  | RMB | 3440 | QiuJing | 滑线变阻器
EC2883 |  | Thermometer |  |  | SH Lab | 86#4F-Multimedia test lab | II | 2019-02-22 | — | ES AW | Disposal | 2004-07-27 |  | RMB | 2277 | Fluke | 点温计
EC2884 |  | Power Energy Meter |  | 870211117 | SH Lab | 86#1F-Environment test lab | I | 2014-08-08 | — | SIMT | Out of service | 2004-05-28 | 封存 2016.11.21 | RMB | 3850 | Ainuo | 积分功率表
EC2885 |  | Pressure/Vacuum Transducer Module |  |  | SH Lab | 86#2F-Performance test lab | I | 2008-10-29 | — | JSMI | Disposal | 2004-05-28 |  | RMB | 2620 | FLUKE | 压力测试模块
EC2886 |  | Resistor |  |  | SH Lab | 86#4F-Multimedia test lab | III | 2004-05-31 | — |  | Closed | 2004-05-31 |  | RMB | 0 | ETL SEMKO Shanghai | 电阻盒
EC2887 |  | Spring Hammer |  |  | SH Lab | 86#4F-Multimedia test lab | II | 2015-05-08 | — | EC JK | Damaged | 2004-05-31 |  | RMB | 1500 | Shanghai Jingling | 冲击锤
EC2888 |  | Push-pull scale |  | 148742 | SH Lab | 86#4F-Multimedia test lab | I | 2012-07-13 | — | SQI | Disposal | 2004-05-31 |  | RMB | 2354 | IMADA | 推拉力计
EC2889 |  | Base plate of Press apparatus |  |  | SH Lab | 86#4F-Multimedia test lab | II | 2019-06-02 | 2020-06-01 | ES AW | Closed | 2004-06-01 |  | RMB | 1500 | Shanghai Jingling | 压力装置底座
EC2890 |  | AC Frequency Converter |  |  | SH Lab | 86#4F-4F Power distribution room | III | 2004-06-01 | — |  | Closed | 2004-06-01 |  | RMB | 60000 | Ouyuan Elec. | 交流变频电源
EC2891 |  | DC Linear Power Source |  |  | SH Lab | Hangzhou test lab | III | 2004-05-31 | — |  | Closed | 2003-01-01 | Transfer to HZ | RMB | 0 | Agilent | 直流稳压电源
EC2892 |  | Test Probe |  |  | XM Lab | Xiamen test lab | II | 2019-06-10 | 2020-06-09 | EC JZ | Closed | 2004-06-02 |  | RMB | 1200 | Shanghai Hetan | 试验探棒
EC2893 |  | Test Probe |  |  | XM Lab | Xiamen test lab | II | 2019-06-10 | 2020-06-09 | EC JZ | Closed | 2004-06-02 |  | RMB | 1200 | Shanghai Hetan | 试验探棒
EC2894 |  | Test Probe |  |  | SH Lab | 86#4F-Multimedia test lab | II | 2019-06-29 | 2020-06-28 | EC JK | Closed | 2004-06-02 |  | RMB | 600 | Shanghai Hetan | 试验探棒
EC2895 |  | Test Probe |  |  | SH Lab | 86#4F-Multimedia test lab | II | 2019-06-29 | 2020-06-28 | EC JK | Closed | 2004-06-02 |  | RMB | 600 | Shanghai Hetan | 试验探棒
EC2896 |  | Test Probe |  |  | SH Lab | 86#1F-Garden tools test lab (Ⅰ) | II | 2019-09-12 | 2020-09-11 | EC JK | Closed | 2004-06-02 |  | RMB | 600 | Shanghai Hetan | 手持式探棒
EC2897 |  | Steel Bar |  |  | SH Lab | 86#3F-Home appliance test lab | II | 2019-06-17 | 2020-06-16 | EC JZ | Closed | 2004-06-01 | Calibrating | RMB | 300 | Shanghai QiangKun | 钢条
EC2898 |  | Cleaner's vacuum Pressure Tester |  |  | SH Lab | 86#2F-Performance test lab | II | 2019-08-06 | 2020-08-05 | ES AW | Closed | 2004-06-18 |  | RMB | 0 | Guangdong Industry University No.2 Machile Factory | 吸尘器真空压力测试装置
EC2899 |  | Steel Ruler |  |  | XM Lab | Xiamen test lab | III | 2004-06-17 | — | ES LWF | Closed | 2003-01-01 |  | RMB | 0 |  | 直尺
EC2900 |  | Gauge |  |  | SH Lab | 51#7F-LUM test lab | II | 2019-06-22 | 2020-06-21 | EC JZ | Closed | 2004-06-23 |  | RMB | 0 | 上海强坤 | 检查用量规
EC2901 |  | Ball |  |  | SH Lab | 86#3F-Home appliance test lab | II | 2019-06-29 | 2020-06-28 | EC JK | Closed | 2004-06-30 |  | RMB | 1350 | Shanghai Yigong | 试验用球
EC2902 |  | Spring Hammer |  |  | SH Lab | 86#1F-Tools & machinery test lab | II | 2020-02-08 | 2020-05-07 | EC JK | Closed | 2004-07-01 |  | RMB | 1500 | Shanghai Jingling | 冲击头
EC2903 |  | Spring Hammer |  |  | SH Lab | 86#3F-Construction test lab (Ⅱ) | II | 2020-02-08 | 2020-05-07 | EC JK | Closed | 2004-07-02 |  | RMB | 1500 | Shanghai Jingling | 冲击锤
EC2904 |  | Leakage Current Filter |  |  |  |  | I |  | — |  | Disposal | 2003-01-01 | send to Japan | RMB | 0 | ETL SEMKO Shanghai | 泄漏电流测试盒
EC2905 |  | 3-Axise Fixture |  |  | SH Lab | 86#1F-Garden tools test lab (Ⅰ) | III | 2004-07-23 | — |  | Closed | 2004-06-23 |  | RMB | 7850 | Shanghai Hetan | 3维测功机支架
EC2906 |  | IPX8 tester -2 |  |  | SH Lab | 86#1F-Washing M/C test lab | II | 2019-08-11 | 2020-08-10 | EC JZ | Closed | 2004-06-26 |  | RMB | 38950 | Shanghai Jiuyuan Electric Warm Appliance Co.,Ltd | 水密性测试压力容器
EC2907 |  | Thermometer |  | 86710077 | SH Lab | 86#1F-Tools & machinery test lab | I | 2019-10-22 | 2020-10-21 | JSMI | Closed | 2004-06-28 |  | RMB | 2277 | Fluke | 点温计
EC2908 |  | High Temperature Oven |  |  | XM Lab | Xiamen test lab | I | 2019-01-22 | 2020-01-21 | XRCTT | Closed | 2003-01-01 |  | RMB | 0 | ESPEC | 高温烘箱
EC2909 |  | Metallic support for electrical iron |  |  | SH Lab | 86#3F-Home appliance test lab | III | 2004-08-05 | — |  | Closed | 2004-08-05 |  | RMB | 1950 | Shanghai Hetan | 电熨斗支架
EC2910 |  | Tapeline |  |  | SH Lab | 86#2F-TCO test lab | III | 2014-09-16 | — | SQI | Closed | 2004-08-11 | 2015.06.22 | RMB | 29 | Tajima | 卷尺
EC2911 |  | Tapeline |  |  | SH Lab | 86#2F-Performance test lab | I | 2008-09-09 | — | SIMT | Disposal | 2004-08-11 |  | RMB | 29 | The Great Wall | 卷尺
EC2912 |  | AC Leakage Current Tester |  |  | SH Lab |  | I |  | — | SIMT | Disposal | 2004-08-18 | Send back to supplier | RMB | 7800 | Simpson | 交流泄漏电流测试仪
EC2913 |  | Digital Multimeter |  |  | SH Lab | 51#7F-PPT test lab | II | 2019-08-14 | 2020-08-13 | EC JZ | Closed | 2004-08-18 |  | RMB | 3100 | FLUKE | 数字万用表
EC2914 |  | AC Digital Power Meter |  |  | SH Lab | 51#7F-PPT test lab | II | 2019-09-05 | 2020-09-04 | EC JK | Closed | 2004-08-20 |  | RMB | 1850 | QingZhi | 数字交流功率表
EC2915 |  | AC Digital Power Meter |  |  | SH Lab | 51#7F-PPT test lab | II | 2019-08-22 | 2020-08-21 | EC JK | Closed | 2004-08-20 |  | RMB | 1850 | QingZhi | 数字交流功率表
EC2916 |  | AC Digital Power Meter |  |  | SH Lab | 51#7F-PPT test lab | II | 2019-08-08 | 2020-08-07 | EC JK | Closed | 2004-08-20 |  | RMB | 1850 | QingZhi | 数字交流功率表
EC2917 |  | Variable Transformer |  |  | SH Lab |  | III | 2004-08-25 | — |  | Disposal | 2003-01-01 | Scrap | RMB | 0 | YUFN Electric | 调压器
EC2918 |  | Variable Transformer |  |  | SH Lab | 51#7F-PPT test lab | III | 2012-12-17 | — |  | Closed | 2003-01-01 |  | RMB | 0 | YUFN Electric | 调压器
EC2919 |  | Variable Transformer |  |  | SH Lab | 51#7F-PPT test lab | III | 2004-08-25 | — |  | Closed | 2003-01-01 |  | RMB | 0 | YUFN Electric | 调压器
EC2920 |  | Variable Transformer |  |  | SH Lab | 51#7F-PPT test lab | III | 2004-08-25 | — |  | Closed | 2003-01-01 |  | RMB | 0 | YUFN Electric | 调压器
EC2921 |  | Variable Transformer |  |  | SH Lab | 51#7F-PPT test lab | III | 2004-08-25 | — |  | Closed | 2003-01-01 |  | RMB | 0 | YUFN Electric | 调压器
EC2922 |  | Variable Transformer |  |  | SH Lab | 51#7F-PPT test lab | III | 2004-08-25 | — |  | Closed | 2003-01-01 |  | RMB | 0 | YUFN Electric | 调压器
EC2923 |  | AC Frequency Converter |  |  | SH Lab | 86#4F-4F Power distribution room | III | 2004-08-23 | — |  | Disposal | 2004-08-23 | 在一楼配电间 | RMB | 73500 | Ouyuan Elec. | 交流变频电源
EC2924 |  | Spring Hammer |  |  | SH Lab | 86#1F-Tools & machinery test lab | II | 2020-02-08 | 2020-05-07 | EC JK | Closed | 2004-08-09 |  | RMB | 1500 | Shanghai Jingling | 冲击锤
EC2925 |  | Data Acquisition/Switch Unit |  |  | SH Lab | 51#7F-PPT test lab | II | 2019-07-20 | 2020-07-19 | ES AW | Closed | 2004-08-30 | Agilent BenchLink Data Logger 3版本4.2.00 | RMB | 13700 | Agilent | 数据采集仪
EC2926 |  | Data Acquisition/Switch Unit |  |  | SH Lab | 51#7F-PPT test lab | II | 2019-09-04 | 2020-09-03 | ES AW | Closed | 2004-08-30 | Agilent BenchLink Data Logger 3版本4.2.00 | RMB | 13700 | Agilent | 数据采集仪
EC2927 |  | Data Acquisition/Switch Unit |  |  | SH Lab | 51#7F-PPT test lab | II | 2019-09-04 | 2020-09-03 | ES AW | Closed | 2004-08-30 | Agilent BenchLink Data Logger 3版本4.2.00 | RMB | 13700 | Agilent | 数据采集仪
EC2928 |  | Exposure Level Tester ETL-400 | 147619 | C-0018 | SH Lab | 86#4F-EMC test lab | I | 2019-04-15 | 2020-04-14 | SIMT | Closed | 2004-09-01 | Calibrating | RMB | 59195 | Narda | 低频磁场测试仪
EC2929 |  | Digital scale | iGB-60 | 2710410 | SH Lab | 51#7F-PPT test lab | I | 2019-05-15 | 2020-05-14 | JSMI | Closed | 2004-09-13 |  | RMB | 5000 | TERAOKA | 电子秤
EC2930 |  | Digital Luxmeter |  |  | SH Lab | 86#2F-Power supply test lab | I | 2008-09-24 | — | SIMT | Out of service | 2004-09-14 | calibrating | RMB | 1980 | Jiading Xuelian | 照度计
EC2931 |  | Softening temperature tester |  |  | SH Lab | 86#4F-Multimedia test lab | I | 2009-09-03 | — | JSMI | Disposal | 2004-08-31 | calibrating | RMB | 85000 | Shanghai FuYu | 软化温度测试仪
EC2932 |  | Hot wire ignition tester |  |  | SH Lab | 86#1F-Material test lab | II | 2019-10-08 | 2020-10-07 | ES AW | Closed | 2004-09-14 |  | RMB | 0 | ETL SEMKO Shanghai | 热丝引燃装置
EC2932 | 1 | AC Digital Power Meter |  |  | SH Lab | 86#1F-Material test lab | II | 2019-10-08 | 2020-10-07 | EC JK | Closed | 2004-09-14 |  | RMB | 0 | ETL SEMKO Shanghai | 数字交流功率表
EC2933 |  | Digital caliper |  | 4151460 | SH Lab | 86#2F-Construction test lab(Ⅰ) | I |  | — | SIMT | Disposal | 2003-01-01 |  | RMB | 280 | Sha Liang-ren Fa. | 电子数显卡尺
EC2934 |  | Surface wall temperature test apparatus |  |  | SH Lab | 51#7F-PPT test lab | III | 2004-09-23 | — |  | Closed | 2003-01-01 |  | RMB | 0 | Shanghai Hetan | 壁灯试验装置
EC2935 |  | Surface wall temperature test apparatus |  |  | SH Lab | 51#7F-PPT test lab | III | 2004-09-23 | — |  | Closed | 2003-01-01 |  | RMB | 0 | Shanghai Hetan | 壁灯试验装置
EC2936 |  | Test corner |  |  | SH Lab | 51#7F-PPT test lab | III | 2004-09-23 | — |  | Closed | 2003-01-01 |  | RMB | 0 | Shanghai Hetan | 试验角
EC2937 |  | Test corner |  |  | SH Lab | 86#3F-Training equipment test lab | III | 2004-09-23 | — |  | Closed | 2003-01-01 |  | RMB | 0 | Shanghai Hetan | 试验角
EC2938 |  | Test corner |  |  | XM Lab | Xiamen test lab | III | 2004-09-23 | — |  | Closed | 2003-01-01 |  | RMB | 0 | Shanghai Hetan | 试验角
EC2939 |  | Data Acquisition/Switch Unit |  | MY41010061 | SH Lab | 86#1F-Garden tools test lab (Ⅰ) | II | 2020-02-08 | 2021-02-07 | ES AW | Closed | 2004-09-29 | Agilent BenchLink Data Logger 3版本4.2.00 | RMB | 13700 | Agilent | 数据采集仪
EC2940 |  | Life Tester For Impact Drill |  |  |  |  | III | 2004-08-20 | — |  | Disposal | 2004-08-20 | Transfer to HZ | RMB | 23500 | Chengwei Hardware Shoping | 交流冲击钻寿命测试机
EC2941 |  | Life Tester For Circular Saw |  |  |  |  | III | 2004-08-20 | — |  | Disposal | 2004-08-20 | Transfer to HZ | RMB | 12500 | Chengwei Hardware Shoping | 电圆锯寿命测试机
EC2942 |  | Life Tester For Reciprocating Saw |  |  |  |  | III | 2004-08-20 | — |  | Disposal | 2004-08-20 | Transfer to HZ | RMB | 18800 | Chengwei Hardware Shoping | 往复锯寿命测试机
EC2943 |  | Surface Ceiling Temperature Test Apparatus |  |  | SH Lab | 51#7F-LUM test lab | III | 2004-10-02 | — |  | Closed | 2003-01-01 |  | RMB | 0 | Shanghai Hetan | 吊灯试验装置
EC2944 |  | Surface Ceiling Temperature Test Apparatus |  |  | SH Lab | 51#7F-PPT test lab | III | 2004-10-02 | — |  | Closed | 2003-01-01 |  | RMB | 0 | Shanghai Hetan | 吊灯试验装置
EC2945 |  | Surface Ceiling Temperature Test Apparatus |  |  | SH Lab | 51#7F-PPT test lab | III | 2004-10-02 | — |  | Closed | 2003-01-01 |  | RMB | 0 | Shanghai Hetan | 吊灯试验装置
EC2946 |  | Surface Ceiling Temperature Test Apparatus |  |  | SH Lab | 51#7F-PPT test lab | III | 2004-10-02 | — |  | Closed | 2003-01-01 |  | RMB | 0 | Shanghai Hetan | 吊灯试验装置
EC2947 |  | Surface Ceiling Temperature Test Apparatus |  |  | SH Lab | 51#7F-PPT test lab | III | 2004-10-02 | — |  | Closed | 2003-01-01 |  | RMB | 0 | Shanghai Hetan | 吊灯试验装置
EC2948 |  | Standard Workbench |  |  | YY Eng | Yuyao test lab | III | 2004-10-02 | — |  | Disposal | 2004-10-02 |  | RMB | 2450 | Shanghai Mingchi | 标准实验台
EC2949 |  | Standard Workbench |  |  | SH Lab | 51#7F-PPT test lab | III | 2004-10-02 | — |  | Closed | 2004-10-02 |  | RMB | 2900 | Shanghai Mingchi | 标准实验台
EC2950 |  | Laver |  |  | SH Lab | 86#3F-Construction test lab (Ⅱ) | III | 2004-10-10 | — |  | Closed | 2004-10-10 |  | RMB | 140 | Shanghai Hetan | 水盆
EC2951 |  | Measuring Cup |  |  | SH Lab | 86#3F-Construction test lab (Ⅱ) | III | 2004-10-10 | — |  | Closed | 2004-10-10 |  | RMB | 140 | Shanghai Hetan | 量杯
EC2952 |  | AC Digital Power Meter |  |  |  |  | I |  | — |  | Disposal | 2004-11-05 | Transfer to HZ | RMB | 65000 | Ainuo | 数字交流功率表
EC2953 |  | Test Rod |  |  | SH Lab | 86#3F-Construction test lab (Ⅱ) | II | 2019-10-08 | 2020-10-07 | EC JK | Closed | 2004-10-12 |  | RMB | 1800 | Shanghai Hetan | 测试棒
EC2954 |  | Beaker |  |  | SH Lab | 86#3F-Construction test lab (Ⅱ) | III | 2004-10-14 | — |  | Closed | 2004-10-14 |  | RMB | 140 | Shanghai Hetan | 烧杯
EC2955 |  | Laver |  |  | SH Lab | 86#3F-Construction test lab (Ⅱ) | III | 2004-10-14 | — |  | Closed | 2004-10-15 |  | RMB | 140 | Shanghai Hetan | 水盆
EC2956 |  | ESD Gun |  | 0404-20 | SH Lab | 86#4F-EMC test lab | I | 2019-06-24 | 2020-06-23 | JSMI | Closed | 2004-09-23 |  | RMB | 0 | EM TEST AG | ESD Gun
EC2957 |  | Motorised Variac |  |  | SH Lab | 86#4F-EMC test lab | I | 2019-04-03 | 2020-04-02 | SIMT | Closed | 2004-09-23 |  | RMB | 0 | EM TEST AG | 自动调压器
EC2958 |  | Conducted immunity system |  |  | SH Lab | 86#4F-EMI Shielding room | I | 2019-04-03 | 2020-04-02 | SIMT | Closed | 2004-09-23 |  | RMB | 0 | EM TEST AG | Conducted immunity system
EC2958 | 1 | Coupling decoupling network |  |  | SH Lab | 86#4F-EMC test lab | I | 2019-02-12 | 2020-02-11 | SIMT | Calibrating | 2004-09-23 |  | RMB | 0 | EM TEST AG | Coupling decoupling network
EC2959 |  | Capacitive coupling Calmp |  |  | SH Lab | 86#4F-EMC test lab | I | 2019-02-22 | 2020-02-21 | SIMT | Calibrating | 2004-09-23 |  | RMB | 0 | EM TEST AG | Capacitive coupling Calmp
EC2960 |  | Immunity system |  | 0201-06 | SH Lab | 86#4F-EMC test lab | I | 2019-08-15 | 2020-08-14 | JSMI | Closed | 2004-09-23 |  | RMB | 0 | EM TEST AG | Immunity system
EC2961 |  | FCC part 68 test system |  | 0903-01 | SH Lab | 86#4F-EMC test lab | I | 2019-01-04 | 2020-01-03 | SIMT | Calibrating | 2004-09-23 |  | RMB | 0 | EM TEST AG | FCC part 68 test system
EC2962 |  | DC Linear Power Source |  |  |  |  | III | 2004-08-20 | — |  | Disposal | 2004-08-20 | Transfer to HZ | RMB | 0 | Shanghai Apple Equipment Co.,Ltd | 直流稳压电源
EC2963 |  | Laver |  |  | SH Lab | 86#3F-Construction test lab (Ⅱ) | III | 2004-10-19 | — |  | Closed | 2004-10-19 |  | RMB | 140 | Shanghai Hetan | 水盆
EC2964 |  | Tapeline |  |  | CN FAC | 86#4F-Calibration room | I | 2019-04-25 | 2020-04-24 | JSMI | Closed | 2004-10-28 |  | RMB | 29 | Tajima | 卷尺
EC2965 |  | Digital Caliper |  | 3070551 | SH Lab | 51#7F-PPT test lab | I | 2015-11-18 | — | JSMI | Out of service | 2004-11-01 |  | RMB | 249 | Sha Liang-ren Fa. | 电子数显卡尺
EC2966 |  | Digital Milliohm Meter |  | E850123 | SH Lab | 86#2F-Power supply test lab | I | 2014-04-08 | — | SQI | Out of service | 2004-11-29 | repairing(05.11.09) | RMB | 2400 | GW Instek | 数字毫欧表
EC2967 |  | Digital Manometer |  | 30206031 | SH Lab | 86#1F-Garden tools test lab (Ⅰ) | I | 2019-01-18 | 2020-01-17 | SIMT | Calibrating | 2004-06-11 |  | RMB | 7867 | Testo | 差压仪
EC2968 |  | Water spray test apparatus of tent |  |  | SH Lab |  | III | 2004-11-08 | — |  | Disposal | 2005-01-17 |  | RMB | 1760 | ETL SEMKO Shanghai | 帐篷淋水试验装置
EC2968 | 0 | UL test nozzle |  |  | SH Lab |  | II |  | — | ES LWF | Disposal | 2003-01-01 | 30-46 | RMB | 0 |  | 喷头
EC2968 | 1 | Flowmeter |  |  | SH Lab | 86#1F-Washing M/C test lab | I | 2008-01-10 | — | SIMT | Disposal | 2005-01-11 |  | RMB | 0 | ETL SEMKO Shanghai | 流量表
EC2968 | 10 | Weight |  |  | SH Lab | 86#2F-Performance test lab | II | 2019-12-05 | 2020-12-04 | EC JK | Closed | 2004-12-06 |  | RMB | 0 | ETL SEMKO Shanghai | 砝码
EC2968 | 11 | Weight |  |  | SH Lab | 86#2F-Performance test lab | II | 2019-12-05 | 2020-12-04 | EC JK | Closed | 2004-12-06 |  | RMB | 0 | ETL SEMKO Shanghai | 砝码
EC2968 | 12 | Weight |  |  | SH Lab | 86#2F-Performance test lab | II | 2019-12-05 | 2020-12-04 | EC JK | Closed | 2004-12-06 |  | RMB | 0 | ETL SEMKO Shanghai | 砝码
EC2968 | 13 | Weight |  |  | SH Lab | 86#2F-Performance test lab | II | 2019-12-05 | 2020-12-04 | EC JK | Closed | 2004-12-06 |  | RMB | 0 | ETL SEMKO Shanghai | 砝码
EC2968 | 14 | Weight |  |  | SH Lab | 86#2F-Performance test lab | II | 2019-12-05 | 2020-12-04 | EC JK | Closed | 2004-12-06 |  | RMB | 0 | ETL SEMKO Shanghai | 砝码
EC2968 | 15 | Weight |  |  | SH Lab | 86#2F-Performance test lab | II | 2019-12-05 | 2020-12-04 | EC JK | Closed | 2004-12-06 |  | RMB | 0 | ETL SEMKO Shanghai | 砝码
EC2968 | 16 | Weight |  |  | SH Lab | 86#2F-Performance test lab | II | 2019-12-05 | 2020-12-04 | EC JK | Closed | 2004-12-06 |  | RMB | 0 | ETL SEMKO Shanghai | 砝码
EC2968 | 17 | Weight |  |  | SH Lab | 86#2F-Performance test lab | II | 2019-12-05 | 2020-12-04 | EC JK | Closed | 2004-12-06 |  | RMB | 0 | ETL SEMKO Shanghai | 砝码
EC2968 | 18 | Weight |  |  | SH Lab | 86#2F-Performance test lab | II | 2019-12-05 | 2020-12-04 | EC JK | Closed | 2004-12-06 |  | RMB | 0 | ETL SEMKO Shanghai | 砝码
EC2968 | 19 | Weight |  |  | SH Lab | 86#2F-Performance test lab | II | 2019-12-05 | 2020-12-04 | EC JK | Closed | 2004-12-06 |  | RMB | 0 | ETL SEMKO Shanghai | 砝码
EC2968 | 2 | Pressure Meter |  |  | SH Lab | 86#1F-Water-proof test lab | I | 2019-03-06 | 2020-03-05 | JSMI | Calibrating | 2005-01-11 |  | RMB | 0 | ETL SEMKO Shanghai | 压力表
EC2968 | 20 | Weight |  |  | SH Lab | 86#2F-Performance test lab | II | 2019-12-05 | 2020-12-04 | EC JK | Closed | 2004-12-06 |  | RMB | 0 | ETL SEMKO Shanghai | 砝码
EC2968 | 21 | Weight |  |  | SH Lab | 86#2F-Performance test lab | II | 2019-12-05 | 2020-12-04 | EC JK | Closed | 2004-12-06 |  | RMB | 0 | ETL SEMKO Shanghai | 砝码
EC2968 | 22 | Weight |  |  | SH Lab | 86#2F-Performance test lab | II | 2019-12-05 | 2020-12-04 | EC JK | Closed | 2004-12-06 |  | RMB | 0 | ETL SEMKO Shanghai | 砝码
EC2968 | 23 | Weight |  |  | SH Lab | 86#2F-Performance test lab | II | 2019-12-05 | 2020-12-04 | EC JK | Closed | 2004-12-06 |  | RMB | 0 | ETL SEMKO Shanghai | 砝码
EC2968 | 24 | Weight |  |  | SH Lab | 86#2F-Performance test lab | II | 2019-12-05 | 2020-12-04 | EC JK | Closed | 2004-12-06 |  | RMB | 0 | ETL SEMKO Shanghai | 砝码
EC2968 | 25 | Weight |  |  | SH Lab | 86#2F-Performance test lab | II | 2019-12-05 | 2020-12-04 | EC JK | Closed | 2004-12-06 |  | RMB | 0 | ETL SEMKO Shanghai | 砝码
EC2968 | 26 | Weight |  |  | SH Lab | 86#2F-Performance test lab | II | 2019-12-05 | 2020-12-04 | EC JK | Closed | 2004-12-06 |  | RMB | 0 | ETL SEMKO Shanghai | 砝码
EC2968 | 27 | Weight |  |  | SH Lab | 86#2F-Performance test lab | II | 2019-12-05 | 2020-12-04 | EC JK | Closed | 2004-12-06 |  | RMB | 0 | ETL SEMKO Shanghai | 砝码
EC2968 | 28 | Weight |  |  | SH Lab | 86#2F-Performance test lab | II | 2019-12-05 | 2020-12-04 | EC JK | Closed | 2004-12-06 |  | RMB | 0 | ETL SEMKO Shanghai | 砝码
EC2968 | 29 | Weight |  |  | SH Lab | 86#2F-Performance test lab | II | 2019-12-05 | 2020-12-04 | EC JK | Closed | 2004-12-06 |  | RMB | 0 | ETL SEMKO Shanghai | 砝码
EC2968 | 3 | Pressure Meter |  |  | SH Lab | 86#2F-Performance test lab | I | 2008-01-07 | — | SIMT | Disposal | 2005-01-11 |  | RMB | 0 | ETL SEMKO Shanghai | 压力表
EC2968 | 4 | Pressure Meter |  |  | SH Lab |  | I |  | — |  | Disposal | 2005-01-11 |  | RMB | 0 |  | 压力表
EC2968 | 47 | UL test nozzle |  |  | SH Lab |  | II |  | — | ES LWF | Disposal | 2005-05-31 |  | RMB | 0 |  | 喷头
EC2968 | 48 | Rain test spray head |  |  | SH Lab | 86#1F-Water-proof test lab | II | 2019-06-20 | 2020-06-19 | EC JK | Closed | 2003-01-01 |  | RMB | 300 | 上海强坤 | 淋雨测试喷头
EC2968 | 49 | Rain test spray head |  |  | SH Lab | 86#1F-Washing M/C test lab | II | 2019-06-20 | 2020-06-19 | EC JK | Closed | 2003-01-01 |  | RMB | 300 | 上海强坤 | 淋雨测试喷头
EC2968 | 5 | Pressure Meter |  |  | SH Lab |  | I |  | — |  | Disposal | 2005-01-11 |  | RMB | 0 |  | 压力表
EC2968 | 50 | Rain test spray head |  |  | SH Lab | 86#1F-Water-proof test lab | II | 2019-06-20 | 2020-06-19 | EC JK | Closed | 2003-01-01 |  | RMB | 300 | 上海强坤 | 淋雨测试喷头
EC2968 | 51 | Rain test spray head |  |  | SH Lab | 86#1F-Water-proof test lab | II | 2019-06-20 | 2020-06-19 | EC JK | Closed | 2003-01-01 |  | RMB | 300 | 上海强坤 | 淋雨测试喷头
EC2968 | 6 | Weight |  |  | SH Lab | 51#7F-PPT test lab | II | 2019-12-05 | 2020-12-04 | EC JK | Closed | 2004-12-06 |  | RMB | 0 | ETL SEMKO Shanghai | 砝码
EC2968 | 7 | Weight |  |  | SH Lab | 51#7F-PPT test lab | II | 2019-12-05 | 2020-12-04 | EC JK | Closed | 2004-12-06 |  | RMB | 0 | ETL SEMKO Shanghai | 砝码
EC2968 | 8 | Weight |  |  | SH Lab | 86#2F-Performance test lab | II | 2019-12-05 | 2020-12-04 | EC JK | Closed | 2004-12-06 |  | RMB | 0 | ETL SEMKO Shanghai | 砝码
EC2968 | 9 | Weight |  |  | SH Lab | 86#2F-Performance test lab | II | 2019-12-05 | 2020-12-04 | EC JK | Closed | 2004-12-06 |  | RMB | 0 | ETL SEMKO Shanghai | 砝码
EC2969 |  | Beaker |  |  | SH Lab | 86#3F-Construction test lab (Ⅱ) | III | 2004-11-11 | — |  | Closed | 2003-01-01 |  | RMB | 0 | Shanghai Guangjin | 烧杯
EC2970 |  | Beaker |  |  | SH Lab | 86#3F-Construction test lab (Ⅱ) | III | 2004-11-11 | — |  | Closed | 2003-01-01 |  | RMB | 0 | Shanghai Guangjin | 烧杯
EC2971 |  | Beaker |  |  | SH Lab | 86#3F-Construction test lab (Ⅱ) | III | 2004-11-11 | — |  | Closed | 2003-01-01 |  | RMB | 0 | Shanghai Guangjin | 烧杯
EC2972 |  | Laver |  |  | SH Lab | 86#3F-Construction test lab (Ⅱ) | III | 2004-11-11 | — |  | Closed | 2003-01-01 |  | RMB | 0 | Shanghai Guangjin | 水盆
EC2973 |  | Laver |  |  | SH Lab | 86#3F-Construction test lab (Ⅱ) | III | 2004-11-11 | — |  | Closed | 2003-01-01 |  | RMB | 0 | Shanghai Guangjin | 水盆
EC2974 |  | Laver |  |  | SH Lab | 86#3F-Construction test lab (Ⅱ) | III | 2004-11-11 | — |  | Closed | 2003-01-01 |  | RMB | 0 | Shanghai Guangjin | 水盆
EC2975 |  | DC Analog Current Meter |  |  | SH Lab | 86#3F-Training equipment test lab | II | 2020-03-13 | 2021-03-12 | EC JK | Closed | 2004-11-23 |  | RMB | 800 | Shanghai LiangBiao | 模拟直流电流表
EC2976 |  | Sand Bag |  |  | SH Lab | 85#5F-ACCE & LUM test lab | III | 2004-09-08 | — |  | Closed | 2004-09-08 |  | RMB | 0 | ETL SEMKO ShangHai | 沙袋
EC2977 |  | Test corner |  |  | YY Eng | Yuyao test lab | III | 2004-11-17 | — |  | Closed | 2004-11-17 |  | RMB | 1200 | Shanghai Hetan | 试验角
EC2977 | 1 | Variable Voltage Transformer |  |  | YY Eng | CIXI test lab | III | 2004-11-17 | — |  | Closed |  | 由杭州转移到慈溪原编号EH1162 | RMB | 1200 | Shanghai Hetan | 调压器
EC2978 |  | Digital display pressure sensor |  | 41123 | SH Lab | 86#1F-Garden tools test lab (Ⅰ) | I | 2019-11-15 | 2020-11-14 | JSMI | Closed | 2004-11-23 |  | RMB | 1500 | Shanghai Lingsheng | 数显测力仪
EC2979 |  | AC/DC Analog Volt Meter |  |  | SH Lab | 86#1F-Tools & machinery test lab | II | 2020-02-13 | 2021-02-12 | EC JK | Closed | 2004-12-31 |  | RMB | 650 | Shanghai LiangBiao | 模拟交直流电压表
EC2980 |  | Digital Caliper |  | 4101414 | YY Eng | Yuyao test lab | I | 2019-02-13 | 2020-02-12 | JSMI | Calibrating | 2004-11-22 |  | RMB | 317 | Sha Liang-ren Fa. | 电子数显卡尺
EC2981 |  | Tapeline |  |  | YY Eng | Yuyao test lab | I | 2013-07-02 | — | SIMT | Disposal | 2004-11-22 |  | RMB | 32 | Tajima | 卷尺
EC2982 |  | Stopwatch |  |  | YY Eng | Yuyao test lab | I | 2019-04-25 | 2020-04-24 | CIXI | Closed | 2004-11-22 |  | RMB | 208 | Shanghai Stopwatch Factory | 秒表
EC2983 |  | Clamp For Dynamometer |  |  | SH Lab | 86#1F-Tools & machinery test lab | III | 2004-11-23 | — | TY | Closed | 2004-11-23 |  | RMB | 800 | Zhejiang Haimen Electron Instrument Factory | 测功机夹具
EC2984 |  | Digital Multimeter |  |  | YY Eng | Yuyao test lab | II | 2019-10-19 | 2020-10-18 | EC JZ | Closed | 2004-11-25 |  | RMB | 3200 | FLUKE | 数字万用表
EC2985 |  | AC Frequency Converter |  |  | SH Lab | 86#3F-Home appliance test lab | III | 2004-12-22 | — | TY | Closed | 2004-12-22 |  | RMB | 73500 | Ouyuan Elec. | 交流变频电源
EC2986 |  | Test fixture for corrugated fibreboard penetration test |  |  | SH Lab | 86#1F-Tools & machinery test lab | II | 2019-11-29 | 2020-11-28 | ES AW | Closed | 2004-11-29 |  | RMB | 0 | Shanghai Qiangkun | 波浪形纤维纸板穿透测试 装置
EC2987 |  | Flat stand for sander endurance testing |  |  | SH Lab | 86#1F-Tools & machinery test lab | III | 2004-11-30 | — | TY | Closed | 2004-11-30 |  | RMB | 0 | Shanghai Heqiang Machine Electron CO.,Ltd | 砂光机平面架
EC2988 |  | Fixture for Thermocouple |  |  | SH Lab | 85#5F-ACCE & LUM test lab | III | 2004-12-01 | — | TY | Closed | 2004-12-01 |  | RMB | 0 | Shanghai Qiangkun | 热电偶支架
EC2989 |  | Fixture for Thermocouple |  |  | SH Lab | 85#5F-ACCE & LUM test lab | III | 2004-12-01 | — | TY | Closed | 2004-12-01 |  | RMB | 0 | Shanghai Qiangkun | 热电偶支架
EC2990 |  | Test box for angle grinders |  |  | SH Lab | 86#1F-Tools & machinery test lab | III | 2004-12-02 | — | TY | Closed | 2004-12-02 |  | RMB | 0 | Shanghai Huite | 角磨测试盒
EC2991 |  | Spring Hammer |  |  | CIXI | CIXI test lab | II | 2019-12-14 | 2020-03-13 | EC JK | Closed | 2004-12-02 |  | RMB | 0 | Shanghai Jingling | 冲击锤
EC2992 |  | Metallic support for electrical iron |  |  | YY Eng | Yuyao test lab | III | 2004-12-02 | — | TY | Closed | 2004-12-02 |  | RMB | 0 | Shanghai Qiangkun | 电熨斗支架
EC2993 |  | Test pin |  |  | YY Eng | Yuyao test lab | II | 2019-12-02 | 2020-12-01 | EC JZ | Closed | 2004-12-03 |  | RMB | 0 | Shanghai Qiangkun | 试验销
EC2994 |  | Test Finger |  |  | YY Eng | Yuyao test lab | II | 2020-01-08 | 2021-01-07 | EC JZ | Closed | 2004-12-03 |  | RMB | 0 | Shanghai Qiangkun | 无关节试验指
EC2995 |  | Test Finger |  |  | YY Eng | Yuyao test lab | II | 2019-12-02 | 2020-12-01 | EC JZ | Closed | 2004-12-03 |  | RMB | 0 | Shanghai Qiangkun | 有关节试验指
EC2996 |  | AC/DC Digital Power Meter |  |  | SH Lab | 86#1F-Tools & machinery test lab | II | 2019-12-19 | 2020-12-18 | EC JK | Closed | 2004-12-03 | calibrating | RMB | 0 | QingZhi | 数字交直流功率表
EC2997 |  | AC/DC Digital Power Meter |  |  | SH Lab | 86#1F-Tools & machinery test lab | II | 2008-12-21 | — | ES JH | Disposal | 2004-12-03 | calibrating | RMB | 0 | QingZhi | 数字交直流功率表
EC2998 |  | AC/DC Digital Power Meter |  |  | SH Lab | 86#1F-Tools & machinery test lab | II | 2019-12-29 | 2020-12-28 | EC JK | Closed | 2004-12-03 |  | RMB | 0 | QingZhi | 数字交直流功率表
EC2999 |  | AC/DC Digital Power Meter |  |  | SH Lab | 86#2F-Garden tools test lab (Ⅱ) | II | 2019-12-21 | 2020-12-20 | EC JK | Closed | 2004-12-03 |  | RMB | 0 | QingZhi | 数字交直流功率表
EC3000 |  | AC/DC Digital Power Meter |  |  | SH Lab | 86#1F-Tools & machinery test lab | II | 2019-12-19 | 2020-12-18 | EC JK | Closed | 2004-12-03 |  | RMB | 0 | QingZhi | 数字交直流功率表
EC3001 |  | AC Digital Power Meter |  |  | YY Eng | Yuyao test lab | II | 2019-12-06 | 2020-12-05 | EC JK | Closed | 2004-12-03 |  | RMB | 0 | QingZhi | 数字交流功率表
EC3002 |  | AC Digital Power Meter |  |  | YY Eng | Yuyao test lab | II | 2020-02-13 | 2021-02-12 | EC JK | Closed | 2004-12-03 |  | RMB | 0 | QingZhi | 数字交流功率表
EC3003 |  | Data Acquisition/Switch Unit |  |  | CX | CIXI test lab | II | 2020-01-11 | 2021-01-10 | ES AW | Closed | 2004-12-03 | Agilent BenchLink Data Logger 3版本4.2.00 | RMB | 13700 | Agilent | 数据采集仪
EC3004 |  | Data Acquisition/Switch Unit |  |  | CX | CIXI test lab | II | 2020-02-25 | 2021-02-24 | ES AW | Closed | 2004-12-03 | Agilent BenchLink Data Logger 3版本4.2.00 | RMB | 13700 | Agilent | 数据采集仪
EC3005 |  | Fixture for hair dryer |  |  | YY Eng | Yuyao test lab | III | 2004-12-06 | — | TY | Closed | 2004-12-06 |  | RMB | 0 | Shanghai Qiangkun | 电吹风支架
EC3006 |  | 35℃ Constant temperature room |  |  | SH Lab | 86#1F-Environment test lab | I | 2019-03-05 | 2020-03-04 | JSMI | Calibrating | 2004-12-06 | improving(05.11.16) | RMB | 0 | Shanghai Di Sai'en Decoration CO., Ltd | 35℃恒温室
EC3007 |  | Electronic inclinometer |  |  | YY Eng | Yuyao test lab | I | 2019-04-16 | 2020-04-15 | JSMI | Closed | 2004-12-08 |  | RMB | 0 | SOLA | 电子水平角度仪
EC3008 |  | Thermocouple Welder |  |  | YY Eng | Yuyao test lab | III | 2004-12-07 | — | TY | Closed | 2004-12-07 |  | RMB | 0 | ETL SEMKO Shanghai | 热电偶焊接仪
EC3009 |  | Apparatus for gauge testing pin |  |  | SH Lab | 85#5F-Gauge room | II | 2019-12-07 | 2020-12-06 | ES AW | Closed | 2004-12-08 |  | RMB | 0 | Shanghai Jingling | 插头测试量规用装置
EC3010 |  | Variable Transformer |  |  | YY Eng | Yuyao test lab | III | 2004-12-10 | — | TY | Closed | 2004-12-10 |  | RMB | 0 | Shanghai Voltage Regulator Works | 调压器
EC3011 |  | Variable Transformer |  |  | SH Lab | 86#2F-Power supply test lab | III | 2004-12-10 | — | TY | Disposal | 2004-12-10 |  | RMB | 0 | Shanghai Voltage Regulator Works | 调压器
EC3012 |  | Test corner |  |  | SH Lab | 85#5F-ACCE & LUM test lab | III | 2004-12-10 | — | TY | Closed | 2004-12-10 |  | RMB | 0 | Shanghai Heqiang Machine Electron CO.,Ltd | 试验角
EC3013 |  | Lever Arm |  |  | SH Lab | 85#5F-ACCE & LUM test lab | III | 2004-12-13 | — | TY | Closed | 2004-12-13 |  | RMB | 0 | Shanghai Jingling | 杠杆臂
EC3014 |  | Standard Workbench |  |  | SH Lab | 86#1F-Tools & machinery test lab | III | 2004-12-13 | — | TY | Closed | 2004-12-13 |  | RMB | 0 | Shanghai Mingchi | 标准实验台
EC3015 |  | Standard Workbench |  |  | SH Lab | 86#1F-Tools & machinery test lab | III | 2004-12-13 | — | TY | Closed | 2004-12-13 |  | RMB | 0 | Shanghai Mingchi | 标准实验台
EC3016 |  | Standard Workbench |  |  | SH Lab | 51#7F-PPT test lab | III | 2004-12-13 | — | TY | Closed | 2004-12-13 |  | RMB | 0 | Shanghai Mingchi | 标准实验台
EC3017 |  | Standard Workbench |  |  | SH Lab | 85#5F-ACCE & LUM test lab | III | 2004-12-13 | — | TY | Closed | 2004-12-13 |  | RMB | 0 | Shanghai Mingchi | 标准实验台
EC3018 |  | Standard Workbench |  |  | SH Lab | 85#5F-ACCE & LUM test lab | III | 2004-12-13 | — | TY | Closed | 2004-12-13 |  | RMB | 0 | Shanghai Mingchi | 标准实验台
EC3019 |  | Standard Workbench |  |  | SH Lab | 85#5F-ACCE & LUM test lab | III | 2004-12-13 | — | TY | Closed | 2004-12-13 |  | RMB | 0 | Shanghai Mingchi | 标准实验台
EC3020 |  | Standard Workbench |  |  | SH Lab | 85#5F-ACCE & LUM test lab | III | 2004-12-13 | — | TY | Closed | 2004-12-13 |  | RMB | 0 | Shanghai Mingchi | 标准实验台
EC3021 |  | Standard Workbench |  |  | SH Lab | 85#5F-ACCE & LUM test lab | III | 2004-12-13 | — | TY | Closed | 2004-12-13 |  | RMB | 0 | Shanghai Mingchi | 标准实验台
EC3022 |  | Standard Workbench |  |  | SH Lab | 86#3F-Home appliance test lab | III | 2004-12-13 | — | TY | Closed | 2004-12-13 |  | RMB | 0 | Shanghai Mingchi | 标准实验台
EC3023 |  | Standard Workbench |  |  | SH Lab | 86#3F-Home appliance test lab | III | 2004-12-13 | — | TY | Closed | 2004-12-13 |  | RMB | 0 | Shanghai Mingchi | 标准实验台
EC3024 |  | Standard Workbench |  |  | SH Lab | 86#3F-Heating & motor test lab | III | 2004-12-13 | — | TY | Closed | 2004-12-13 |  | RMB | 0 | Shanghai Mingchi | 标准实验台
EC3025 |  | Standard Workbench |  |  | SH Lab | 86#3F-Home appliance test lab | III | 2004-12-13 | — | TY | Closed | 2004-12-13 |  | RMB | 0 | Shanghai Mingchi | 标准实验台
EC3026 |  | Standard Workbench |  |  | SH Lab | 86#3F-Home appliance test lab | III | 2004-12-13 | — | TY | Closed | 2004-12-13 |  | RMB | 0 | Shanghai Mingchi | 标准实验台
EC3027 |  | Standard Workbench |  |  | SH Lab | 86#3F-Home appliance test lab | III | 2004-12-13 | — | TY | Closed | 2004-12-13 |  | RMB | 0 | Shanghai Mingchi | 标准实验台
EC3028 |  | Shelf for enduring test |  |  | SH Lab | 86#1F-Endurance test lab | III | 2004-12-13 | — | TY | Closed | 2004-12-13 |  | RMB | 0 | Shanghai Heqiang Machine Electron CO.,Ltd | 耐久架
EC3029 |  | Temperature and Humidity Recorder |  | 04112901203N | SH Lab | 86#2F-Performance test lab | I | 2010-04-25 | — | ZMT | Disposal | 2004-12-17 | calibrating | RMB | 2451 | ZheJiang university electronic equipment factory | 温湿度记录仪
EC3030 |  | Test Probe |  |  | SH Lab | 86#3F-Construction test lab (Ⅱ) | II | 2019-12-27 | 2020-12-26 | ES AW | Closed | 2004-12-23 |  | RMB | 0 | Shanghai Qiangkun | 试验探棒
EC3031 |  | Test Cone |  |  | SH Lab | 86#2F-Construction test lab(Ⅰ) | III | 2004-12-28 | — | TY | Closed | 2004-12-28 |  | RMB | 0 | Shanghai Heqiang Machine Electron CO.,Ltd | 试验锥
EC3032 |  | Digital scale |  | 1125490337 | SH Lab | 51#7F-PPT test lab | I | 2019-10-14 | 2020-10-13 | JSMI | Closed | 2004-12-23 |  | RMB | 0 | METTLER TOLEDO | 电子秤
EC3033 |  | Data Acquisition/Switch Unit |  |  | SH ACCE | 85#5F-ACCE & LUM test lab | II | 2019-12-27 | 2020-12-26 | ES AW | Closed | 2004-12-24 | Agilent BenchLink Data Logger 3版本4.2.00 | RMB | 13700 | Agilent | 数据采集仪
EC3034 |  | Ground Bond Tester |  | 1360114 | SH Lab | 86#1F-Tools & machinery test lab | I | 2019-05-31 | 2020-05-30 | JSMI | Closed | 2004-12-27 |  | RMB | 0 | EXTECH | 接地阻抗测试仪
EC3035 |  | Torque Apparatus for testing socket |  |  | SH Lab |  | II |  | — | ES LWF | Disposal | 2004-12-20 | SCR(05.12.26) | RMB | 0 | Shanghai Gongin Precision Tooling CO., Ltd | 测试插座用转矩装置
EC3036 | 1 | Gauge |  |  | SH Lab | 85#5F-Gauge room | II | 2019-05-15 | 2020-05-14 | EC JK | Closed | 2004-12-23 |  | RMB | 1064 | Shanghai Gongin Precision Tooling CO., Ltd | 测试插座用量规
EC3036 | 2 | Gauge |  |  | SH Lab | 85#5F-Gauge room | II | 2019-05-15 | 2020-05-14 | EC JK | Closed | 2004-12-23 |  | RMB | 1064 | Shanghai Gongin Precision Tooling CO., Ltd | 测试插座用量规
EC3036 | 3 | Gauge |  |  | SH Lab | 85#5F-Gauge room | II | 2019-05-15 | 2020-05-14 | EC JK | Closed | 2004-12-23 |  | RMB | 1064 | Shanghai Gongin Precision Tooling CO., Ltd | 测试插座用量规
EC3036 | 4 | Gauge |  |  | SH Lab | 85#5F-Gauge room | II | 2019-05-15 | 2020-05-14 | EC JK | Closed | 2004-12-23 |  | RMB | 1064 | Shanghai Gongin Precision Tooling CO., Ltd | 测试插座用量规
EC3036 | 5 | Gauge |  |  | SH Lab |  | II |  | — | ES LWF | Disposal | 2004-12-23 |  | RMB | 1064 | Shanghai Gongin Precision Tooling CO., Ltd | 测试插座用量规
EC3036 | 6 | Gauge |  |  | SH Lab |  | II |  | — | ES LWF | Disposal | 2004-12-23 |  | RMB | 1064 | Shanghai Gongin Precision Tooling CO., Ltd | 测试插座用量规
EC3037 | 1 | Gauge |  |  | SH Lab | 85#5F-Gauge room | II | 2019-05-15 | 2020-05-14 | EC JK | Closed | 2004-12-23 |  | RMB | 1064 | Shanghai Gongin Precision Tooling CO., Ltd | 测试插座用量规
EC3037 | 2 | Gauge |  |  | SH Lab | 85#5F-Gauge room | II | 2019-05-15 | 2020-05-14 | EC JK | Closed | 2004-12-23 |  | RMB | 1064 | Shanghai Gongin Precision Tooling CO., Ltd | 测试插座用量规
EC3037 | 3 | Gauge |  |  | SH Lab | 85#5F-Gauge room | II | 2019-05-15 | 2020-05-14 | EC JK | Closed | 2004-12-23 |  | RMB | 1064 | Shanghai Gongin Precision Tooling CO., Ltd | 测试插座用量规
EC3037 | 4 | Gauge |  |  | SH Lab | 85#5F-Gauge room | II | 2019-05-15 | 2020-05-14 | EC JK | Closed | 2004-12-23 |  | RMB | 1064 | Shanghai Gongin Precision Tooling CO., Ltd | 测试插座用量规
EC3037 | 5 | Gauge |  |  | SH Lab | 85#5F-Gauge room | II | 2009-05-15 | — | ES LWF | Disposal | 2004-12-23 |  | RMB | 1064 | Shanghai Gongin Precision Tooling CO., Ltd | 测试插座用量规
EC3037 | 6 | Gauge |  |  | SH Lab |  | II |  | — | ES LWF | Disposal | 2004-12-23 |  | RMB | 1064 | Shanghai Gongin Precision Tooling CO., Ltd | 测试插座用量规
EC3038 |  | Wood Block |  |  | SH Lab | 85#5F-ACCE & LUM test lab | III | 2004-12-01 | — | TY | Closed | 2004-12-01 |  | RMB | 0 | Shanghai Huite | 木板
EC3039 |  | AC/DC Digital Power Meter |  |  | SH Lab | 86#3F-Home appliance test lab | II | 2020-01-11 | 2021-01-10 | EC JK | Closed | 2004-12-29 |  | RMB | 0 | QingZhi | 数字交直流功率表
EC3040 |  | Variable Transformer |  |  | SH Lab | 86#3F-Construction test lab (Ⅱ) | III | 2004-12-29 | — | TY | Closed | 2004-12-29 |  | RMB | 0 | Shanghai Voltage Regulator Works | 调压器
EC3041 |  | Variable Transformer |  |  | SH Lab | 86#3F-Training equipment test lab | III | 2004-12-29 | — | TY | Closed | 2004-12-29 |  | RMB | 0 | Shanghai Voltage Regulator Works | 调压器
EC3042 |  | Variable Transformer |  |  | SH Lab | 86#3F-Home appliance test lab | III | 2004-12-29 | — | TY | Closed | 2004-12-29 |  | RMB | 0 | Shanghai Voltage Regulator Works | 调压器
EC3043 | 1 | Power amplifier |  |  | SH Lab | 86#4F-EMC test lab | I | 2019-07-12 | 2020-07-11 | SIMT | Closed | 2004-12-14 | ADT CS Test Workbench V 7.4.00 | RMB | 0 | A&R | 功率放大器
EC3043 | 10 | Impedance |  |  | SH Lab | 86#4F-EMC test lab | I | 2019-02-12 | 2020-02-11 | SIMT | Calibrating | 2004-09-23 |  | RMB | 0 | AR | 阻抗
EC3043 | 11 | Impedance |  |  | SH Lab | 86#4F-EMC test lab | I | 2019-02-12 | 2020-02-11 | SIMT | Calibrating | 2004-09-23 |  | RMB | 0 | AR | 阻抗
EC3043 | 12 | Impedance |  |  | SH Lab | 86#4F-EMC test lab | I | 2019-02-12 | 2020-02-11 | SIMT | Calibrating | 2004-09-23 |  | RMB | 0 | AR | 阻抗
EC3043 | 2 | Coupling decoupling network T2 |  |  | SH Lab | 86#4F-EMC test lab | I | 2012-01-09 | — | SIMT | Disposal | 2004-12-14 | ADT CS Test Workbench V 7.4.00 | RMB | 0 | EM test | Coupling decoupling network T2
EC3043 | 3 | Atteunator |  |  | SH Lab | 86#4F-EMC test lab | I | 2019-02-12 | 2020-02-11 | SIMT | Calibrating | 2004-12-14 | ADT CS Test Workbench V 7.4.00 | RMB | 0 | EM test | Atteunator
EC3043 | 4 | Coupling decoupling network T4 |  |  | SH Lab | 86#4F-EMC test lab | I | 2019-02-12 | 2020-02-11 | SIMT | Calibrating | 2004-12-14 | ADT CS Test Workbench V 7.4.00 | RMB | 0 | EM test | Coupling decoupling network T4
EC3043 | 5 | Daul directional coupler |  |  | SH Lab | 86#4F-EMC test lab | I | 2019-02-12 | 2020-02-11 | SIMT | Calibrating | 2004-12-14 |  | RMB | 0 | A&R | Daul directional coupler
EC3043 | 6 | EM Clamp |  |  | SH Lab | 86#4F-EMC test lab | I | 2019-11-11 | 2020-11-10 | CEPREI | Closed | 2004-12-14 |  | RMB | 0 | A&R | 电流注入钳
EC3043 | 7 | AC Digital Power Meter |  |  | SH Lab | 86#6F-Control room | I | 2014-10-24 | — | SIMT | Out of service | 2004-12-14 |  | RMB | 0 | A&R | Power sensor
EC3043 | 8 | Power sensor |  |  | SH Lab | 86#6F-Control room | I | 2014-10-24 | — | SIMT | Repairing | 2004-12-14 |  | RMB | 0 | A&R | 数字交流功率表
EC3043 | 9 | Atteunator |  |  | SH Lab | 86#4F-EMC test lab | I | 2019-02-12 | 2020-02-11 | SIMT | Calibrating | 2004-12-14 |  | RMB | 0 | Weinschel | Atteunator
EC3044 | 1 | Signal generator |  |  | SH Lab | 86#4F-EMC test lab | I | 2019-01-14 | 2020-01-13 | SIMT | Calibrating | 2004-12-18 | SW1006 V 1.17 | RMB | 0 | Rohde & Schwarz | 信号发生器
EC3044 | 10 | charger |  |  | SH Lab | 86#6F-Control room | III |  | — | TY | Closed | 2004-12-14 |  | RMB | 0 | A&R | charger
EC3044 | 11 | AM/FM/scan modulator |  |  | SH Lab | 86#4F-EMC test lab | III | 2006-07-20 | — | TY | Closed | 2004-12-14 |  | RMB | 0 |  | AM/FM/scan modulator
EC3044 | 12 | RF attenuator |  |  | SH Lab | 86#4F-EMC test lab | III | 2006-07-20 | — | TY | Closed | 2004-12-14 |  | RMB | 0 |  | RF attenuator
EC3044 | 2 | Power amplifier |  |  | SH Lab | 86#4F-EMC test lab | I | 2015-08-14 | — | SIMT | Repairing | 2004-12-14 | SW1006 V 1.17 | RMB | 0 | A&R | 功率放大器
EC3044 | 3 | Field meter |  |  | SH Lab | 86#6F-Control room | I | 2015-07-30 | — | SIMT | Repairing | 2004-12-14 | SW1006 V 1.17 | RMB | 0 | A&R | 电场探头
EC3044 | 4 | Power amplifier |  |  | SH Lab | 86#6F-Control room | I | 2019-07-12 | 2021-07-11 | JSMI | Closed | 2004-12-14 | SW1006 V 1.17 | RMB | 0 | A&R | 功率放大器
EC3044 | 5 | Daul directional coupler |  |  | SH Lab | 86#6F-Control room | I | 2015-07-31 | — | SIMT | Out of service | 2004-12-14 | SW1006 V 1.17 | RMB | 0 | A&R | Daul directional coupler
EC3044 | 6 | Daul directional coupler |  |  | SH Lab | 86#6F-Control room | I | 2019-02-12 | 2020-02-11 | SIMT | Calibrating | 2004-12-14 | SW1006 V 1.17 | RMB | 0 | A&R | Daul directional coupler
EC3044 | 7 | Log-Period antenna |  |  | SH Lab | 86#6F-Control room | I | 2019-03-05 | 2020-03-04 | NIM | Calibrating | 2003-01-01 | SW1006 V 1.17 | RMB | 0 | A&R | 对数周期天线
EC3044 | 8 | Horn Antenna |  |  | SH Lab | 86#6F-Control room | I | 2020-01-18 | 2021-01-17 | NIM | Closed | 2006-07-20 | SW1006 V 1.17 | RMB | 0 | A&R | 喇叭天线
EC3044 | 9 | Field sensor |  |  | SH Lab | 86#6F-Control room | I | 2015-07-30 | — | SIMT | Repairing | 2006-07-20 |  | RMB | 0 | A&R | 场强监视器
EC3045 |  | EMI Test Receiver | ESIB 26 | 100248 | SH Lab | 86#6F-Control room | I | 2019-09-17 | 2020-09-16 | SIMT | Closed | 2004-12-18 | ES-K1 V1.71 | RMB | 0 | Rohde & Schwarz | 电磁干扰测量接收机
EC3045 | 1 | attenuator | 6dB |  | SH Lab | 86#6F-Control room | I | 2019-06-12 | 2020-06-11 | CEPREI | Closed |  |  | RMB | 0 |  | 衰减器
EC3046 | 1 | Broadband antenna |  |  | SH Lab | 86#6F-Control room | I | 2014-08-07 | — | NIM | Out of service | 2004-12-18 | ES-K1 V1.71 | RMB | 0 | Rohde & Schwarz | 超宽带天线
EC3046 | 2 | Broadband antenna |  |  | SH Lab | 86#6F-Control room | I | 2009-04-10 | — | SIMT | Out of service | 2004-12-18 |  | RMB | 0 | Rohde & Schwarz | 超宽带天线
EC3047 |  | Fully anechoic chamber |  |  | SH Lab | 86#6F-Control room | I | 2019-07-29 | 2020-07-28 | NIM | Closed | 2005-04-17 | SW1006 V 1.17 | RMB | 0 | Albatross projects | 屏蔽房
EC3048 |  | Semi-anechoic chamber |  |  | SH Lab | 86#6F-Control room | I | 2019-07-29 | 2020-07-28 | NIM | Closed | 2005-04-17 | ES-K1 V1.71 | RMB | 0 | Albatross Projects | 屏蔽房
EC3049 |  | Horn Antenna |  |  | SH Lab | 86#6F-Control room | I | 2018-11-17 | 2019-11-16 | CEPREI | Calibrating | 2004-12-18 | ES-K1 V1.71 | RMB | 0 | Rohde & Schwarz | 喇叭天线
EC3050 |  | AC Hi-Pot tester |  | 4591 | SH Lab | 51#7F-PPT test lab | I | 2019-11-04 | 2020-11-03 | JSMI | Closed | 2004-12-24 |  | RMB | 0 | AnBiao Elec. | 交流耐压仪
EC3051 |  | Digital Multimeter |  |  | SH Lab | 86#4F-Multimedia test lab | II | 2020-01-06 | 2021-01-05 | EC JZ | Closed | 2005-01-05 |  | RMB | 1980 | FLUKE | 数字万用表
EC3052 |  | Digital Caliper |  | 4041230 | SH Lab | 86#4F-Multimedia test lab | I | 2013-01-07 | — | SIMT | Out of service | 2005-01-06 |  | RMB | 0 | Sha Liang-ren Fa. | 电子数显卡尺
EC3053 |  | Push Scale |  |  | XM Lab | Xiamen test lab | I | 2019-01-22 | 2020-01-21 | XRCTT | Calibrating | 2005-01-10 |  | RMB | 0 | Wuxi Daqishan | 管形推力计
EC3054 |  | Push Scale |  |  | XM Lab | Xiamen test lab | I | 2019-01-22 | 2020-01-21 | XRCTT | Calibrating | 2005-01-10 |  | RMB | 0 | Wuxi Daqishan | 管形推力计
EC3055 | 1 | Plate for NEMA Plug |  |  | SH Lab | 85#5F-Gauge room | II | 2020-01-10 | 2021-01-09 | EC JK | Closed | 2005-01-07 |  | RMB | 600 | Shanghai Qiangkun | 测试插头用金属底板
EC3055 | 2 | Plate for NEMA Plug |  |  | SH Lab | 85#5F-Gauge room | II | 2020-01-10 | 2021-01-09 | EC JK | Closed | 2005-01-07 |  | RMB | 600 | Shanghai Qiangkun | 测试插头用金属底板
EC3056 |  | Test Probe |  |  | SH Lab | 86#4F-Multimedia test lab | II | 2019-04-18 | 2020-04-17 | ES AW | Closed | 2004-04-14 |  | RMB | 3650 | Shanghai Qiangkun | 试验棒
EC3057 |  | Test Probe |  |  | SH Lab | 86#4F-Multimedia test lab | II | 2019-04-18 | 2020-04-17 | ES AW | Closed | 2001-03-08 |  | RMB | 0 | Shanghai Qiangkun | 试验棒
EC3058 |  | Asymmetric Pulse Tester |  |  | SH Lab | 51#7F-LUM test lab | II | 2020-01-11 | 2021-01-10 | EC JZ | Closed | 2005-01-12 |  | RMB | 0 | Wuxi Yite Elec. | 非对称脉冲试验装置
EC3059 |  | Open Filament Tester |  |  | SH Lab | 85#5F-ACCE & LUM test lab | III | 2005-01-12 | — | TY | Closed | 2005-01-12 |  | RMB | 0 | Wuxi Yite Elec. | 灯丝试验装置
EC3060 |  | Spring Hammer |  |  | XM Lab | Xiamen test lab | II | 2015-06-28 | — | ES HG | Disposal | 2005-01-18 |  | RMB | 0 | Shanghai Jingling | 冲击锤
EC3061 |  | Spring Hammer |  |  | XM Lab | Xiamen test lab | II | 2015-06-28 | — | ES HG | Disposal | 2005-01-18 |  | RMB | 0 | Shanghai Jingling | 冲击锤
EC3062 |  | Laver |  |  | SH Lab | 86#3F-Home appliance test lab | III | 2005-01-20 | — | TY | Closed | 2005-01-20 |  | RMB | 2245 | Jiading Shengsheng | 水盆
EC3063 |  | Laver |  |  | SH Lab | 86#4F-EMC test lab | III | 2005-01-20 | — | TY | Closed | 2005-01-20 |  | RMB | 1165 | Jiading Shengsheng | 水盆
EC3064 |  | Capacitor Box |  |  | SH Lab | 86#2F-Power supply test lab | III | 2005-01-21 | — | TY | Closed | 2005-01-21 |  | RMB | 0 | Shanghai Jingling | 电容盒
EC3065 |  | Capacitor Box |  |  | SH Lab | 86#2F-Power supply test lab | III | 2005-01-21 | — | TY | Closed | 2005-01-21 |  | RMB | 0 | Shanghai Jingling | 电容盒
EC3066 |  | Test Rod |  |  | XM Lab | Xiamen test lab | II | 2019-06-16 | 2020-06-15 | ES AW | Closed | 2005-01-25 |  | RMB | 0 | Shanghai Heqiang Machine Electron CO.,Ltd | 试验棒
EC3067 |  | Test Rod |  |  | XM Lab | Xiamen test lab | II | 2020-01-25 | 2021-01-24 | EC JZ | Closed | 2005-01-25 |  | RMB | 0 | Shanghai Heqiang Machine Electron CO.,Ltd | 柱形棒
EC3068 |  | Ground Bond Tester | 7314 | 1360122 | SH Lab | 86#4F-Multimedia test lab | I | 2019-03-18 | 2020-03-17 | JSMI | Calibrating | 2005-01-27 |  | RMB | 0 | EXTECH | 接地阻抗测试仪
EC3069 |  | Load for ARC welding machine |  |  | SH Lab | 86#2F-Power supply test lab | III | 2005-01-26 | — | TY | Closed | 2005-01-26 |  | RMB | 0 | ShangHai ShengXin | 电焊机负载
EC3070 |  | Digital Caliper |  | 23658 | CN FAC | 86#4F-Calibration room | I | 2019-01-18 | 2020-01-17 | JSMI | Calibrating | 2005-02-01 |  | RMB | 0 | Guilin-ren Fa. | 电子数显卡尺
EC3071 |  | 3-Axise Fixture |  |  | SH Lab | 86#1F-Tools & machinery test lab | III | 2005-01-31 | — | TY | Closed | 2005-01-31 |  | RMB | 0 | Songbao technical Co.,Ltd | 三维支架
EC3072 |  | Vessel of Aluminum |  |  | SH Lab | 86#3F-Home appliance test lab | II | 2020-02-05 | 2021-02-04 | ES CZ | Closed | 2005-02-05 |  | RMB | 0 | Shanghai Heqiang Machine Electron CO.,Ltd | 铝罐
EC3073 |  | Leakage Current Filter |  | 1 |  |  | I |  | — | SIMT | Disposal | 2005-02-06 |  | RMB | 500 | ETL SEMKO Shanghai | 泄漏电流测试盒
EC3074 |  | Leakage Current Filter |  | 2 | SH Lab | 86#3F-Construction test lab (Ⅱ) | I | 2019-08-23 | 2020-08-22 | SIMT | Closed | 2005-02-06 | Cal, result:fail,repairing | RMB | 0 | ETL SEMKO Shanghai | 泄漏电流测试盒
EC3075 |  | Leakage Current Filter |  | 1 | SH Lab | 86#4F-Multimedia test lab | I | 2019-03-11 | 2020-03-10 | SIMT | Calibrating | 2005-02-06 |  | RMB | 0 | ETL SEMKO Shanghai | 泄漏电流测试盒
EC3076 |  | Leakage Current Filter |  | 1 | SH Lab | 51#7F-LUM test lab | I | 2019-03-11 | 2020-03-10 | SIMT | Calibrating | 2005-02-06 |  | RMB | 0 | ETL SEMKO Shanghai | 泄漏电流测试盒
EC3077 |  | Tapeline |  |  | SH Lab | 86#1F-Tools & machinery test lab | III | 2015-05-07 | — | SQI | Closed | 2005-02-18 | 2015.06.22 | RMB | 0 | Tajima | 卷尺
EC3078 |  | Tapeline |  |  | SH Lab | 86#1F-General test lab | I | 2013-02-05 | — | SIMT | Disposal | 2005-02-18 |  | RMB | 0 | Tajima | 卷尺
EC3079 |  | Ambient Temperature Barrel for Test Corner |  |  | SH Lab | 86#3F-Home appliance test lab | III | 2005-02-23 | — | TY | Closed | 2005-02-23 |  | RMB | 0 | Shanghai Qiangkun | 试验角用环境温度测试用小桶
EC3080 |  | Torque Screwdriver |  | 451462T | CN FAC | 86#4F-Calibration room | I | 2019-03-21 | 2020-03-20 | JSMI | Calibrating | 2005-02-25 | calibrating | RMB | 0 | TOHNICHI | 扭力螺丝刀
EC3081 |  | Push-pull scale |  | 167633 | YY Eng | CIXI test lab | I | 2019-04-25 | 2020-04-24 | CIXI | Closed | 2005-02-25 | calibrating | RMB | 0 | IMADA | 推拉力计
EC3082 |  | Test equipment for double voltage/double frequency of transformers |  |  | CN FAC | 86#4F-Calibration room | III | 2005-01-12 | — | TY | Closed | 2005-01-12 |  | RMB | 0 | Wuxi Yite Elec. | 倍频倍压试验装置
EC3083 |  | Gauge |  |  | SH Lab | 86#1F-Tools & machinery test lab | II | 2020-03-03 | 2021-03-02 | ES AW | Closed | 2005-03-02 | calibrating | RMB | 900 | Shanghai Heqiang Machine Electron CO.,Ltd | 量规
EC3084 |  | Stability device |  |  | XM Lab | 86#3F-Construction test lab (Ⅱ) | III | 2005-03-08 | — | ES JH | Closed | 2005-03-04 |  | RMB | 0 | Songbao technical Co.,Ltd | 稳定性装置
EC3085 |  | High pressure cleaner endurance tester |  |  |  |  | III | 2005-03-07 | — | TY | Disposal | 2005-03-07 | Transfer to HZ | RMB | 19137.25 | Songli Automatic Equipment co.,LTD | 高压清洗机耐久测试台
EC3085 | 1 | Digital flow meter |  |  |  |  | I |  | — | SIMT | Disposal | 2005-03-07 | Transfer to HZ | RMB | 0 |  | 数显流量表
EC3085 | 2 | Digital pressure meter |  |  |  |  | I |  | — | SIMT | Disposal | 2005-03-07 | Transfer to HZ | RMB | 0 |  | 压力表
EC3085 | 3 | Time Relay |  |  |  |  | II |  | — | ES JH | Disposal | 2005-03-07 | Transfer to HZ | RMB | 0 |  | 时间继电器
EC3085 | 4 | Time Relay |  |  |  |  | II |  | — | ES JH | Disposal | 2005-03-07 | Transfer to HZ | RMB | 0 |  | 时间继电器
EC3086 |  | High pressure cleaner endurance tester |  |  |  |  | II |  | — |  | Disposal | 2005-03-07 | Transfer to HZ | RMB | 19137.25 | Songli Automatic Equipment co.,LTD | 高压清洗机耐久测试台
EC3087 |  | Digital Resistivity Meter |  |  | SH Lab | 86#1F-General test lab | I | 2013-03-25 | — | SIMT | Disposal | 2005-03-10 |  | RMB | 0 | Testo | 电导率仪
EC3088 |  | High pressure cleaner endurance tester |  |  |  |  | II |  | — |  | Disposal | 2005-03-17 | Transfer to HZ | RMB | 19137.25 | Songli Automatic Equipment co.,LTD | 高压清洗机耐久测试台
EC3089 |  | High pressure cleaner endurance tester |  |  |  |  | II |  | — |  | Disposal | 2005-03-17 | Transfer to HZ | RMB | 19137.25 | Songli Automatic Equipment co.,LTD | 高压清洗机耐久测试台
EC3090 |  | Digital Milliohm Meter |  |  | XM Lab | Xiamen test lab | I | 2019-01-22 | 2020-01-21 | XRCTT | Calibrating | 2005-03-15 | Send to xiamen, 2006.11.27 | RMB | 0 | GW Instek | 数字毫欧表
EC3091 |  | Test Pin |  |  | SH Lab | 86#3F-Home appliance test lab | II | 2020-03-08 | 2021-03-07 | EC JK | Closed | 2005-03-07 |  | RMB | 0 | Shanghai Heqiang Machine Electron CO.,Ltd | 试验销
EC3092 |  | DC Analog Current Meter |  | 402-27 | YY Eng | Yuyao test lab | I | 2019-04-25 | 2020-04-24 | CIXI | Closed | 2005-03-08 |  | RMB | 0 | ShangHai LiangBiao | 模拟直流电流表
EC3093 |  | AC Digital Power Meter |  |  | SH Lab | 86#4F-Multimedia test lab | II | 2019-07-26 | 2020-07-25 | EC JK | Closed | 2005-07-20 |  | RMB | 0 | QingZhi | 数字交流功率表
EC3094 |  | Isolating Transformer |  |  | SH Lab | 86#4F-Multimedia test lab | III | 2004-05-08 | — | TY | Closed | 2004-07-05 |  | RMB | 0 | ShangHai TongKai | 隔离变压器
EC3095 |  | Test Probe |  |  | SH Lab | 86#2F-Construction test lab(Ⅰ) | II | 2009-05-11 | — | ES LWF | Out of service | 2004-05-08 |  | RMB | 0 | Shanghai Qiangkun | 试验探棒
EC3096 |  | AC Digital Power Meter |  |  | XM Lab | Xiamen test lab | I | 2019-01-22 | 2020-01-21 | XRCTT | Calibrating | 2005-04-28 |  | RMB | 0 | Ainuo | 数字交流功率表
EC3097 | 1 | Gauge |  |  | SH Lab | 85#5F-Gauge room | II | 2019-03-15 | 2020-03-14 | ES AW | Closed | 2005-04-12 |  | RMB | 317 | Shanghai Gongin Precision Tooling CO., Ltd | 测试插头用插座量规
EC3097 | 2 | Gauge |  |  | SH Lab | 85#5F-Gauge room | II | 2019-03-15 | 2020-03-14 | ES AW | Closed | 2005-03-08 |  | RMB | 317 | Shanghai Gongin Precision Tooling CO., Ltd | 测试插头用插座量规
EC3097 | 3 | Gauge |  |  | SH Lab | 85#5F-Gauge room | II | 2019-03-15 | 2020-03-14 | ES AW | Closed | 2005-03-08 |  | RMB | 317 | Shanghai Gongin Precision Tooling CO., Ltd | 测试插头用插座量规
EC3097 | 4 | Gauge |  |  | SH Lab | 85#5F-Gauge room | II | 2019-03-15 | 2020-03-14 | ES AW | Closed | 2005-03-08 |  | RMB | 317 | Shanghai Gongin Precision Tooling CO., Ltd | 测试插头用插座量规
EC3097 | 5 | Gauge |  |  | SH Lab | 85#5F-Gauge room | II | 2019-03-15 | 2020-03-14 | ES AW | Closed | 2005-03-08 |  | RMB | 317 | Shanghai Gongin Precision Tooling CO., Ltd | 测试插头用插座量规
EC3098 | 1 | Gauge |  |  | SH Lab | 85#5F-Gauge room | II | 2019-03-15 | 2020-03-14 | ES AW | Closed | 2005-03-08 |  | RMB | 361 | Shanghai Gongin Precision Tooling CO., Ltd | 测试插头用插座量规
EC3098 | 2 | Gauge |  |  | SH Lab | 85#5F-Gauge room | II | 2019-03-15 | 2020-03-14 | ES AW | Closed | 2005-03-08 |  | RMB | 361 | Shanghai Gongin Precision Tooling CO., Ltd | 测试插头用插座量规
EC3098 | 3 | Gauge |  |  | SH Lab | 85#5F-Gauge room | II | 2019-03-15 | 2020-03-14 | ES AW | Closed | 2005-03-08 |  | RMB | 361 | Shanghai Gongin Precision Tooling CO., Ltd | 测试插头用插座量规
EC3098 | 4 | Gauge |  |  | SH Lab | 85#5F-Gauge room | II | 2019-03-15 | 2020-03-14 | ES AW | Closed | 2005-03-08 |  | RMB | 361 | Shanghai Gongin Precision Tooling CO., Ltd | 测试插头用插座量规
EC3098 | 5 | Gauge |  |  | SH Lab | 85#5F-Gauge room | II | 2019-03-15 | 2020-03-14 | ES AW | Closed | 2005-03-08 |  | RMB | 361 | Shanghai Gongin Precision Tooling CO., Ltd | 测试插头用插座量规
EC3099 | 1 | Torque gauge for socket |  |  | SH Lab | 85#5F-Gauge room | II | 2015-03-15 | — | EC JZ | Out of service | 2005-03-08 |  | RMB | 350 | Shanghai Heqiang Machine Electron CO.,Ltd | 测试插座用转矩量规
EC3099 | 2 | Torque gauge for socket |  |  | SH Lab | 85#5F-Gauge room | II | 2019-03-15 | 2020-03-14 | EC JZ | Closed | 2005-03-08 |  | RMB | 350 | Shanghai Heqiang Machine Electron CO.,Ltd | 测试插座用转矩量规
EC3099 | 3 | Torque gauge for socket |  |  | SH Lab | 85#5F-Gauge room | II | 2019-03-15 | 2020-03-14 | EC JZ | Closed | 2005-03-08 |  | RMB | 350 | Shanghai Heqiang Machine Electron CO.,Ltd | 测试插座用转矩量规
EC3099 | 4 | Torque gauge for socket |  |  | SH Lab | 85#5F-Gauge room | II | 2019-03-15 | 2020-03-14 | EC JZ | Closed | 2005-03-08 |  | RMB | 350 | Shanghai Heqiang Machine Electron CO.,Ltd | 测试插座用转矩量规
EC3100 |  | Time Relay |  |  | SH Lab | 86#1F-Tools & machinery test lab | II | 2019-05-29 | 2020-05-28 | ES AW | Closed | 2005-03-08 |  | RMB | 0 | ETL SEMKO Shanghai | 时间继电器
EC3101 |  | Magnetic induction tachometer |  |  | SH Lab |  | I |  | — | JSMI | Disposal | 2005-01-05 |  | RMB | 0 | ONO SOKKI | 磁感应转速表
EC3102 |  | Data Acquisition/Switch Unit |  |  | SH Lab | 86#3F-Training equipment test lab | II | 2019-03-20 | 2020-03-19 | ES AW | Closed | 2005-03-21 | Agilent BenchLink Data Logger 3版本4.2.00 | RMB | 13700 | Agilent | 数据采集仪
EC3103 |  | Data Acquisition/Switch Unit |  |  |  |  | II |  | — | ES JX | Disposal | 2005-03-21 | Transfer to HZ DATALOGGER1.4.000512 | RMB | 13700 | Agilent | 数据采集仪
EC3104 |  | Data Acquisition/Switch Unit |  |  | SH Lab | 51#7F-PPT test lab | II | 2019-05-17 | 2020-05-16 | ES AW | Closed | 2005-03-21 | Agilent BenchLink Data Logger 3版本4.2.00 | RMB | 13700 | Agilent | 数据采集仪
EC3105 |  | Data Acquisition/Switch Unit |  |  | SH Lab | 86#4F-Multimedia test lab | II | 2019-03-20 | 2020-03-19 | ES AW | Closed | 2005-03-21 | Agilent BenchLink Data Logger 3版本4.2.00 | RMB | 13700 | Agilent | 数据采集仪
EC3105 | 1 | Module for Data Acquisition |  |  | SH Lab | 86#4F-Multimedia test lab | III | 2005-03-21 | — | TY | Closed | 2005-03-21 |  | RMB | 4000 | Agilent | 数据采集仪模块
EC3105 | 2 | Module for Data Acquisition |  |  | SH Lab | 86#4F-Multimedia test lab | III | 2005-03-21 | — | TY | Closed | 2005-03-21 |  | RMB | 4000 | Agilent | 数据采集仪模块
EC3105 | 3 | Module for Data Acquisition |  |  | SH Lab | 86#4F-Multimedia test lab | III | 2007-03-09 | — | TY | Closed | 2005-03-21 |  | RMB | 4300 | Agilent | 数据采集仪模块
EC3106 |  | Flammability Tester |  |  | SH Lab | Hangzhou test lab | II | 2007-03-28 | — | ES JH | Disposal | 2007-03-09 | to HZ | RMB | 62000 | Shanghai Hanqiu Electrician | 可燃性试验装置
EC3106 | 1 | Thermometer |  |  | SH Lab | 86#4F-Multimedia test lab | II | 2010-03-28 | — | ES JX | Disposal | 2005-02-03 | to HZ | RMB | 0 | 上海瀚虬电工科技有限公司 | 点温计
EC3106 | 2 | Flowmeter |  |  | SH Lab | 86#4F-Multimedia test lab | I | 2007-04-02 | — | SIMT | Out of service | 2003-04-06 |  | RMB | 0 | 上海瀚虬电工科技有限公司 | 流量表
EC3107 |  | Time Relay |  |  | SH Lab | 86#2F-Power supply test lab | II | 2020-01-04 | 2021-01-03 | ES AW | Closed | 2005-01-05 |  | RMB | 0 | ETL SEMKO Shanghai | 时间继电器
EC3108 |  | Test Rod |  |  | SH Lab | 51#7F-LUM test lab | II | 2019-03-24 | 2020-03-23 | EC JK | Closed | 2005-03-23 |  | RMB | 0 | Shanghai Heqiang Machine Electron CO.,Ltd | 不锈钢圆棒
EC3109 |  | Steel Board |  |  | SH Lab | 85#5F-Gauge room | II | 2019-03-24 | 2020-03-23 | EC JK | Closed | 2005-03-25 |  | RMB | 0 | Shanghai Qiangkun | 弧形铁板
EC3110 |  | Test circuit for touch current |  |  | SH Lab | 86#2F-Power supply test lab | III | 2005-03-25 | — | TY | Closed | 2005-03-25 |  | RMB | 0 | ETL SEMKO Shanghai | 泄漏电流测试盒
EC3111 |  | Resistor |  |  | SH Lab | 85#5F-Gauge room | III | 2005-03-28 | — | TY | Closed | 2005-03-28 |  | RMB | 0 | ETL SEMKO Shanghai | 电阻盒
EC3112 |  | Beaker |  |  | SH Lab | 86#3F-Home appliance test lab | III | 2005-03-24 | — | TY | Closed | 2005-03-24 |  | RMB | 0 | ETL SEMKO Shanghai | 烧杯
EC3113 |  | Test circuit for touch current |  |  | SH Lab | 86#4F-Multimedia test lab | III | 2005-03-25 | — | TY | Closed | 2005-03-25 |  | RMB | 0 | ETL SEMKO Shanghai | 泄漏电流测试盒
EC3114 |  | Fluorescent lamp loads |  |  | SH Lab | 86#1F-General test lab | III | 2005-03-28 | — | TY | Disposal | 2005-03-28 |  | RMB | 0 | ETL SEMKO Shanghai | 荧光灯负载
EC3115 |  | Leakage Current Filter |  |  | SH Lab | 86#2F-MD test lab | I | 2019-11-21 | 2020-11-20 | SIMT | Closed | 2003-04-21 |  | RMB | 0 | ETL SEMKO Shanghai | 泄漏电流测试盒
EC3116 |  | Test pin |  |  | SH Lab | 85#5F-Gauge room | II | 2019-03-28 | 2020-03-27 | EC JK | Closed | 2005-03-28 |  | RMB | 0 | Shanghai Heqiang Machine Electron CO.,Ltd | 试验销
EC3117 |  | Ballast Supports |  |  | SH Lab | 85#5F-Gauge room | III | 2008-03-28 | — | ES LWF | Closed | 2005-03-29 |  | RMB | 0 | Shanghai DaTong | 整流器支撑架
EC3118 |  | Box for environment temperature |  |  | SH Lab | 86#1F-Garden tools test lab (Ⅰ) | II | 2010-02-13 | — | ES JH | Disposal | 2005-03-29 |  | RMB | 0 | Shanghai DaTong | 温升试验箱
EC3119 |  | Artificial mains |  | 338.5219.53 | SH Lab | 86#4F-EMC test lab | I | 2019-11-11 | 2020-11-10 | CEPREI | Closed | 2004-12-18 | ESxS-K1 V2.10 | EUR | 0 | Rohde & Schwarz | 人工电源网络
EC3120 |  | AC/DC Digital Power Meter |  |  | SH Lab | 86#3F-Heating & motor test lab | II | 2019-04-24 | 2020-04-23 | EC JK | Closed | 2005-03-29 |  | RMB | 0 | QingZhi | 数字交直流功率表
EC3121 |  | AC/DC Digital Power Meter |  |  | SH Lab | 86#3F-Training equipment test lab | II | 2019-04-24 | 2020-04-23 | EC JK | Closed | 2004-04-21 |  | RMB | 0 | QingZhi | 数字交直流功率表
EC3122 | 1 | Shunt |  |  | SH Lab | 86#2F-Power supply test lab | I | 2019-05-30 | 2020-05-29 | JSMI | Closed | 2003-04-21 |  | RMB | 0 | ETL SEMKO Shanghai | 分流器
EC3122 | 2 | Shunt |  |  | SH Lab | 86#2F-Power supply test lab | I | 2011-08-03 | — | SIMT | Disposal | 2003-04-21 |  | RMB | 0 | ETL SEMKO Shanghai | 分流器
EC3123 |  | Digital scale |  | A04413819 | YY | 86#2F-Power supply test lab | I | 2019-04-25 | 2020-04-24 | CIXI | Closed | 2002-04-18 |  | RMB | 0 | ShangHai YingZhan | 电子秤
EC3124 |  | Spring Hammer |  |  | SH Lab | 51#7F-LUM test lab | II | 2020-02-08 | 2020-05-07 | EC JK | Closed | 2005-04-07 |  | RMB | 0 | Shanghai Jingling | 冲击锤
EC3125 |  | Spring Hammer |  |  | SH Lab | 51#7F-LUM test lab | II | 2020-02-08 | 2020-05-07 | EC JK | Closed | 2005-04-07 |  | RMB | 0 | Shanghai Jingling | 冲击锤
EC3126 |  | Spring Hammer |  |  | SH Lab | 51#7F-LUM test lab | II | 2020-02-08 | 2020-05-07 | EC JK | Closed | 2005-04-07 |  | RMB | 0 | Shanghai Jingling | 冲击锤
EC3127 |  | Spring Hammer |  |  | SH Lab | 51#7F-LUM test lab | II | 2020-02-08 | 2020-05-07 | EC JK | Closed | 2005-04-07 |  | RMB | 0 | Shanghai Jingling | 冲击锤
EC3128 |  | Test fixture for portable chain saw |  |  | SH Lab | 86#1F-Garden tools test lab (Ⅰ) | II | 2017-06-28 | — | ES CZ | Disposal | 2005-04-07 |  | RMB | 0 | Shanghai Jingling | 挂重测试架
EC3129 |  | UL Net work |  |  | SH Lab | 86#3F-Home appliance test lab | III | 2005-04-07 | — | TY | Closed | 2005-04-07 |  | RMB | 0 | ETL SEMKO Shanghai | UL网络盒
EC3130 |  | Noise tester for chain saw |  |  | SH Lab | 86#1F-Tools & machinery test lab | III | 2005-04-08 | — | TY | Closed | 2005-04-08 |  | RMB | 0 | Shanghai Heqiang Machine Electron CO.,Ltd | 链锯噪音测试仪
EC3131 |  | Impact Strength Test Fixture |  |  | SH Lab | 86#1F-Tools & machinery test lab | III | 2005-04-08 | — | TY | Closed | 2005-04-08 |  | RMB | 0 | Shanghai Heqiang Machine Electron CO.,Ltd | 冲击强度测试仪
EC3132 |  | Slide-Wire Resistor |  |  | SH Lab | 86#2F-Power supply test lab | III | 2005-04-11 | — | TY | Closed | 2005-04-11 |  | RMB | 0 | Shanghai ShengXin | 滑线变阻器
EC3133 |  | Slide-Wire Resistor |  |  | SH Lab | 86#2F-Power supply test lab | III | 2005-04-11 | — | TY | Closed | 2005-04-11 |  | RMB | 0 | Shanghai ShengXin | 滑线变阻器
EC3134 |  | Slide-Wire Resistor |  |  | SH Lab | 86#2F-Power supply test lab | III | 2005-04-11 | — | TY | Closed | 2005-04-11 |  | RMB | 0 | Shanghai ShengXin | 滑线变阻器
EC3135 |  | Slide-Wire Resistor |  |  | SH Lab | 86#2F-Power supply test lab | III | 2005-04-11 | — | TY | Closed | 2005-04-11 |  | RMB | 0 | Shanghai ShengXin | 滑线变阻器
EC3136 |  | Endurance & life tester |  |  |  |  | III | 2005-04-11 | — | TY | Disposal | 2005-04-11 | Transfer to HZ | RMB | 0 | Wuxi Yite Elec. | 耐久&寿命测试仪
EC3137 |  | Ground Bond Tester |  | 1360130 | SH Lab | 85#5F-ACCE & LUM test lab | I | 2019-07-17 | 2020-07-16 | JSMI | Closed | 2005-04-06 |  | RMB | 0 | EXTECH | 接地阻抗测试仪
EC3138 |  | AC Frequency Converter |  |  | SH Lab | 86#1F-General test lab | III | 2005-04-12 | — | TY | Closed | 2005-04-12 | 在一楼配电间 | RMB | 0 | APC | 交流变频电源
EC3139 |  | Current Transformer |  | 4011 | SH Lab | 86#2F-Power supply test lab | I | 2015-05-07 | — | JSMI | Out of service | 2005-04-14 | 封存2017.5.11 | RMB | 0 | Shanghai Inductor Factory | 电流互感器
EC3140 |  | Stability device |  |  | SH Lab | 86#3F-Construction test lab (Ⅱ) | III | 2005-04-18 | — | TY | Closed | 2005-04-18 |  | RMB | 0 | Shanghai Qiangkun | 稳定性装置
EC3141 |  | Leakage Current Filter |  |  |  |  | I |  | — | SIMT | Disposal | 2005-04-18 |  | RMB | 0 | ETL SEMKO Shanghai | 泄漏电流测试盒
EC3142 |  | Variable Transformer |  |  | SH Lab | 85#5F-ACCE & LUM test lab | III | 2005-04-21 | — | TY | Closed | 2005-04-21 |  | RMB | 0 | Shanghai Voltage Regulator Works | 调压器
EC3143 |  | Variable Transformer |  |  | SH Lab | 85#5F-ACCE & LUM test lab | III | 2005-04-21 | — | TY | Closed | 2005-04-21 |  | RMB | 0 | Shanghai Voltage Regulator Works | 调压器
EC3144 |  | Dynamometer |  |  |  | 86#1F-Tools & machinery test lab | I |  | — | STIEA | Disposal | 2005-04-15 | Transfer to HZ | USD | 13450 | MAGTROL ,INC | 测功机
EC3145 |  | Fixture for Thermocouple |  |  | SH Lab | 86#2F-Power supply test lab | III | 2005-04-25 | — | TY | Closed | 2005-04-25 |  | RMB | 0 | Shanghai Qiangkun | 热电偶支架
EC3146 |  | Fixture for Thermocouple |  |  | SH Lab | 86#2F-Power supply test lab | III | 2005-04-25 | — | TY | Closed | 2005-04-25 |  | RMB | 0 | Shanghai Qiangkun | 热电偶支架
EC3147 |  | Fixture for Thermocouple |  |  | SH Lab | 51#7F-PPT test lab | III | 2005-04-25 | — | TY | Closed | 2005-04-25 |  | RMB | 0 | Shanghai Qiangkun | 热电偶支架
EC3148 |  | Fixture for Thermocouple |  |  | SH Lab | 86#4F-Multimedia test lab | III | 2005-04-25 | — | TY | Closed | 2005-04-25 |  | RMB | 0 | Shanghai Qiangkun | 热电偶支架
EC3149 |  | Fixture for Thermocouple |  |  | SH Lab | 86#4F-Multimedia test lab | III | 2005-04-25 | — | TY | Closed | 2005-04-25 |  | RMB | 0 | Shanghai Qiangkun | 热电偶支架
EC3150 |  | Fixture for Thermocouple |  |  | SH Lab | 86#4F-Multimedia test lab | III | 2005-04-25 | — | TY | Closed | 2005-04-25 |  | RMB | 0 | Shanghai Qiangkun | 热电偶支架
EC3151 |  | Fixture for Thermocouple |  |  | SH Lab | 86#4F-Multimedia test lab | III | 2005-04-25 | — | TY | Closed | 2005-04-25 |  | RMB | 0 | Shanghai Qiangkun | 热电偶支架
EC3152 |  | Fixture for Thermocouple |  |  | SH Lab | 86#3F-Heating & motor test lab | III | 2005-04-25 | — | TY | Closed | 2005-04-25 |  | RMB | 0 | Shanghai Qiangkun | 热电偶支架
EC3153 |  | Fixture for Thermocouple |  |  | SH Lab | 86#3F-Heating & motor test lab | III | 2005-04-25 | — | TY | Closed | 2005-04-25 |  | RMB | 0 | Shanghai Qiangkun | 热电偶支架
EC3154 |  | Vernier goniometer |  | 4-4041151 | SH Lab | 51#7F-LUM test lab | I | 2019-10-08 | 2020-10-07 | JSMI | Closed | 2005-08-30 |  | RMB | 0 | Sha Liang-ren Fa. | 游标万能角度尺
EC3155 |  | AC/DC Digital Power Meter |  |  | SH Lab | 86#2F-Power supply test lab | II | 2018-06-01 | — | ES AW | Out of service | 2005-05-24 | 封存 | RMB | 0 | QingZhi | 数字交直流功率表
EC3156 |  | Data Acquisition/Switch Unit | 34970A | MY41025856 | SH Lab | 86#2F-Power supply test lab | II | 2019-05-10 | 2020-05-09 | ES AW | Closed | 2005-04-30 | Agilent BenchLink Data Logger 3版本4.2.00 | RMB | 13700 | Agilent | 数据采集仪
EC3157 |  | Test Finger |  |  | XM Lab | Xiamen test lab | II | 2019-05-31 | 2020-05-30 | EC JZ | Closed | 2005-04-28 |  | RMB | 21700 | Shanghai Qiangkun | 试验指
EC3158 |  | Test Probe |  |  | SH Lab | 85#5F-ACCE & LUM test lab | II | 2019-05-11 | 2020-05-10 | EC JZ | Closed | 2005-04-28 |  | RMB | 0 | Shanghai Qiangkun | 试验探棒
EC3159 |  | Test Finger |  |  | SH Lab | 86#2F-Power supply test lab | II | 2019-05-11 | 2020-05-10 | EC JZ | Closed | 2005-04-28 |  | RMB | 0 | Shanghai Qiangkun | 试验指
EC3160 |  | Test corner |  |  | SH Lab | 86#2F-Power supply test lab | III | 2005-05-09 | — | TY | Closed | 2005-05-09 |  | RMB | 0 | Shanghai Heqiang Machine Electron CO.,Ltd | 试验角
EC3161 |  | Test corner |  |  | SH Lab | 86#2F-Power supply test lab | III | 2005-05-09 | — | TY | Closed | 2005-05-09 |  | RMB | 0 | Shanghai Heqiang Machine Electron CO.,Ltd | 试验角
EC3162 |  | Test Rod |  |  | SH Lab | 86#2F-Power supply test lab | II | 2019-05-11 | 2020-05-10 | EC JZ | Closed | 2005-05-09 |  | RMB | 0 | Shanghai Heqiang Machine Electron CO.,Ltd | 金属棒
EC3163 |  | Test Finger |  |  | SH Lab | 86#2F-Power supply test lab | II | 2019-05-30 | 2020-05-29 | EC JK | Closed | 2005-05-09 |  | RMB | 0 | Shanghai Heqiang Machine Electron CO.,Ltd | 美标试验指
EC3164 |  | Test corner |  |  | SH Lab | 86#3F-Home appliance test lab | III | 2005-05-10 | — | TY | Closed | 2005-05-10 |  | RMB | 0 | Shanghai Heqiang Machine Electron CO.,Ltd | 试验角
EC3165 |  | Switch box for leakage current filter |  |  | YY Eng | Yuyao test lab | III | 2005-05-11 | — | TY | Closed | 2005-05-11 |  | RMB | 0 | ETL SEMKO Shanghai | 泄露电流用开关盒
EC3166 |  | Tapeline |  |  | SH Lab | 86#2F-Power supply test lab | III | 2016-11-23 | — | JSMI | Closed | 2005-05-10 | 2015.06.22 | RMB | 0 | Tajima | 卷尺
EC3167 |  | Test Probe |  |  | SH Lab | 86#2F-Power supply test lab | II | 2019-05-11 | 2020-05-10 | EC JZ | Closed | 2005-04-28 |  | RMB | 0 | Shanghai Qiangkun | 试验探棒
EC3168 | 1 | Test Probe |  |  | SH Lab | 51#7F-LUM test lab | II | 2019-05-11 | 2020-05-10 | EC JZ | Closed | 2005-04-28 |  | RMB | 450 | Shanghai Qiangkun | IP3x, 4x 探棒
EC3168 | 2 | Test Probe |  |  | SH Lab | 51#7F-LUM test lab | II | 2019-05-11 | 2020-05-10 | EC JZ | Closed | 2005-04-28 |  | RMB | 450 | Shanghai Qiangkun | IP3x, 4x 探棒
EC3169 |  | AC Frequency Converter |  |  | SH Lab | 85#5F-Gauge room | III | 2005-05-13 | — | TY | Closed | 2005-05-13 |  | RMB | 0 | APC | 交流变频电源
EC3170 |  | Hardwood Block |  |  | SH Lab | 86#2F-Power supply test lab | III | 2005-05-16 | — | TY | Closed | 2005-05-16 |  | RMB | 0 | Shanghai ChengQuan | 枫木板
EC3171 |  | Socket for test |  |  | SH Lab | 86#2F-Power supply test lab | III | 2005-05-16 | — | TY | Closed | 2005-05-16 |  | RMB | 0 | Shanghai ChengQuan | 插座测试面板
EC3172 |  | Hardwood Board |  |  | SH Lab | 86#2F-Power supply test lab | III | 2005-05-16 | — | TY | Closed | 2005-05-16 |  | RMB | 0 | Shanghai ChengQuan | 硬木板
EC3173 |  | Test rig for chain-saws brake test |  |  | SH Lab | 86#1F-Garden tools test lab (Ⅰ) | II | 2019-05-18 | 2020-05-17 | ES AW | Closed | 2005-04-15 |  | RMB | 25000 | Shanghai Heqiang Machine Electron CO.,Ltd | 链锯刹车试验装置
EC3173 | 1 | Acceleration meter |  |  | SH Lab | 86#1F-Garden tools test lab (Ⅰ) | I | 2019-02-28 | 2020-02-27 | JSMI | Calibrating | 2005-12-01 |  | RMB | 0 | 普威集团 | 加速度传感器
EC3173 | 2 | Acceleration meter | 141A10 | 8070286 | SH Lab | 86#1F-Garden tools test lab (Ⅰ) | I | 2019-02-28 | 2020-02-27 | JSMI | Calibrating |  |  | RMB | 0 | 扬州英迈克测控技术有限公司 | 加速度传感器
EC3174 |  | DC Analog Current Meter |  |  | SH Lab | 86#3F-Home appliance test lab | II | 2011-05-22 | — | ES AW | Out of service | 2005-05-18 |  | RMB | 0 | ShangHai LiangBiao | 模拟直流电流表
EC3175 |  | Oscilloscope |  | B034654 | SH Lab | 86#3F-Construction test lab (Ⅱ) | I | 2019-06-04 | 2020-06-03 | JSMI | Closed | 2005-05-24 |  | RMB | 34000 | Tektronix | 示波器
EC3176 |  | Standard Workbench |  |  | SH Lab | 86#2F-Power supply test lab | III | 2005-05-26 | — | TY | Closed | 2005-05-26 |  | RMB | 0 | Shanghai Mingchi | 标准实验台
EC3177 |  | Dynamometer of Vertical |  | (S/N:0503026) (S/N:05SC022) | SH Lab | 86#2F-Garden tools test lab (Ⅱ) | I | 2019-04-18 | 2020-04-17 | STIEA | Closed | 2005-05-31 |  | RMB | 56800 | Songbao technical Co.,Ltd | 垂直测功机
EC3178 |  | DC Linear Power Source |  |  | SH Lab | 86#2F-Power supply test lab | III | 2005-06-03 | — | TY | Disposal | 2005-06-03 |  | RMB | 0 | Shanghai Yiniao Medical Equipment CO., Ltd | 直流稳压电源
EC3178 | 1 | shunt |  |  | SH Lab | 86#2F-Power supply test lab | I | 2019-06-21 | 2020-06-20 | JSMI | Closed | 2005-06-03 |  | RMB | 0 | 上海益鸟医疗器材有限公司 | 分流器
EC3178 | 2 | shunt |  |  | SH Lab | 86#2F-Power supply test lab | I | 2019-06-21 | 2020-06-20 | JSMI | Closed | 2005-06-03 |  | RMB | 0 | 上海益鸟医疗器材有限公司 | 分流器
EC3179 |  | AC Frequency Converter |  |  | SH Lab | 86#2F-Power supply test lab | III | 2005-06-04 | — | TY | Closed | 2005-06-04 |  | RMB | 0 | APC | 交流变频电源
EC3180 |  | Tapeline |  |  | SH Lab | 86#4F-Multimedia test lab | I | 2012-06-07 | — | SQI | Disposal | 2005-06-08 |  | RMB | 0 | Tajima | 卷尺
EC3181 |  | Tapeline |  |  | SH Lab | 86#4F-Multimedia test lab | I | 2009-10-28 | — | SIMT | Disposal | 2005-06-08 |  | RMB | 0 | Tajima | 卷尺
EC3182 |  | Variable Transformer |  |  | SH Lab | 86#1F-Endurance test lab | III | 2005-06-10 | — | TY | Closed | 2005-06-10 |  | RMB | 0 | Shanghai Voltage Regulator Works | 调压器
EC3183 |  | Variable Transformer |  |  | SH Lab | 86#1F-Tools & machinery test lab | III | 2005-06-10 | — | TY | Closed | 2005-06-10 |  | RMB | 0 | Shanghai Voltage Regulator Works | 调压器
EC3184 |  | Variable Transformer |  |  | SH Lab | 86#1F-Endurance test lab | III | 2005-06-10 | — | TY | Closed | 2005-06-10 |  | RMB | 0 | Shanghai Voltage Regulator Works | 调压器
EC3185 |  | Variable Transformer |  |  | SH Lab | 86#1F-Tools & machinery test lab | III | 2005-06-10 | — | TY | Closed | 2005-06-10 |  | RMB | 0 | Shanghai Voltage Regulator Works | 调压器
EC3186 |  | Test pin |  |  | SH Lab | 86#2F-Power supply test lab | II | 2019-06-17 | 2020-06-16 | EC JZ | Closed | 2005-06-13 |  | RMB | 0 | Shanghai Qiangkun | 试验销
EC3187 |  | AC Frequency Converter |  |  | XM Lab | Xiamen test lab | III | 2005-06-12 | — | TY | Closed | 2005-06-12 |  | RMB | 0 | APC | 交流变频电源
EC3188 |  | Fixture for hair dryer |  |  | SH Lab | 86#3F-Home appliance test lab | III | 2005-06-15 | — | TY | Closed | 2005-06-15 |  | RMB | 0 | Shanghai Qiangkun | 电吹风支架
EC3189 |  | Fixture for hair dryer |  |  | SH Lab | 86#3F-Home appliance test lab | III | 2005-06-15 | — | TY | Closed | 2005-06-15 |  | RMB | 0 | Shanghai Qiangkun | 电吹风支架
EC3190 |  | Test Arm |  |  | SH Lab | 86#1F-Garden tools test lab (Ⅰ) | II | 2019-06-21 | 2020-06-20 | EC JK | Closed | 2005-06-20 |  | RMB | 0 | Shanghai Qiangkun | 测试臂
EC3191 |  | Test Probe |  |  | SH Lab | 86#2F-Power supply test lab | II | 2019-09-21 | 2020-09-20 | EC JZ | Closed | 2005-09-20 |  | RMB | 0 | Shanghai Qiangkun | 美标试验指
EC3192 |  | Flexible Cord Bending Test Apparatus |  |  | CX | CIXI test lab | II | 2015-08-16 | — | ES HG | Disposal | 2005-07-11 |  | RMB | 30000 | Shanghai Heqiang & Shanghai Hetan | 弯折试验装置
EC3192 | 1 | Weight |  |  | YY Eng | Yuyao test lab | I | 2019-04-25 | 2020-04-24 | CIXI | Closed | 2005-07-11 |  | RMB | 30000 | Shanghai Heqiang & Shanghai Hetan | 砝码
EC3193 |  | Dielectric Strength Tester |  |  | SH Lab | 86#2F-Power supply test lab | II | 2019-07-28 | 2020-07-27 | ES AW | Closed | 2005-06-28 |  | RMB | 0 | Shanghai Qiangkun | 绝缘强度测试装置
EC3194 |  | Mild steel armature |  |  | SH Lab | 86#3F-Construction test lab (Ⅱ) | III | 2005-07-07 | — | TY | Closed | 2005-07-07 |  | RMB | 0 | Shanghai Qingren | 低碳钢衔铁
EC3195 |  | High Voltage Probe |  | B051914 | SH Lab | 86#3F-Home appliance test lab | I | 2019-07-29 | 2020-07-28 | SIMT | Closed | 2005-08-24 |  | RMB | 0 | Tektronix | 高压探头
EC3196 |  | Microwave survey meter |  | 55205 | SH Lab | 86#1F-General test lab | I | 2015-03-25 | — | NIM | Disposal | 2005-09-19 | 2015-10-12 该设备已经转给PT 叶扬当工具使用 | RMB | 14000 | HOLADAY | 微波测量仪
EC3197 |  | Brake actuator test cabinet for chain saw |  |  | SH Lab | 86#1F-Garden tools test lab (Ⅰ) | III | 2005-07-05 | — | TY | Closed | 2005-07-05 |  | RMB | 0 | Shanghai Heqiang Machine Electron CO.,Ltd | 链锯刹车动作试验房
EC3198 |  | Endurance brake tester for chain saw |  |  | SH Lab | 86#1F-Garden tools test lab (Ⅰ) | II | 2009-07-15 | — | ES JH | Out of service | 2005-07-11 |  | RMB | 0 | Shanghai Heqiang Machine Electron CO.,Ltd | 链锯刹车耐久试验装置
EC3198 | 1 | handle guard strength |  |  | SH Lab | 86#1F-Environment test lab | III | 2011-04-14 | — | ES LWF | Closed | 2011-04-14 09:59 |  | RMB | 5900 |  | 链锯冲击测试装置
EC3199 | 1 | Creepage Distance Gauges |  |  | SH Lab | 86#2F-Power supply test lab | II | 2019-07-19 | 2020-07-18 | EC JK | Closed | 2005-07-12 |  | RMB | 100 | Shanghai Qiangkun | 电气间隙测试量规
EC3199 | 2 | Creepage Distance Gauges |  |  | SH Lab | 86#2F-Power supply test lab | II | 2019-07-19 | 2020-07-18 | EC JK | Closed | 2005-07-12 |  | RMB | 100 | Shanghai Qiangkun | 电气间隙测试量规
EC3199 | 3 | Creepage Distance Gauges |  |  | SH Lab | 86#2F-Power supply test lab | II | 2019-07-19 | 2020-07-18 | EC JK | Closed | 2005-07-12 |  | RMB | 100 | Shanghai Qiangkun | 电气间隙测试量规
EC3199 | 4 | Creepage Distance Gauges |  |  | SH Lab | 86#2F-Power supply test lab | II | 2019-07-19 | 2020-07-18 | EC JK | Closed | 2005-07-12 |  | RMB | 100 | Shanghai Qiangkun | 电气间隙测试量规
EC3199 | 5 | Creepage Distance Gauges |  |  | SH Lab | 86#2F-Power supply test lab | II | 2019-07-19 | 2020-07-18 | EC JK | Closed | 2005-07-12 |  | RMB | 100 | Shanghai Qiangkun | 电气间隙测试量规
EC3200 |  | Test corner |  |  | SH Lab | 86#3F-Heating & motor test lab | III | 2005-07-11 | — | TY | Closed | 2005-07-11 |  | RMB | 0 | Shanghai Heqiang Machine Electron CO.,Ltd | 试验角
EC3201 |  | Digital Milliohm Meter |  | CF640757 | YY Eng | Yuyao test lab | I | 2019-04-25 | 2020-04-24 | CIXI | Closed | 2005-07-13 |  | RMB | 0 | GW Instek | 数字毫欧表
EC3202 |  | Oscilloscope |  | B034831 | YY Eng | Yuyao test lab | I | 2019-04-25 | 2020-04-24 | CIXI | Closed | 2005-07-13 |  | RMB | 34000 | Tektronix | 示波器
EC3203 |  | Endurance tester for fridge door |  |  | SH Lab | 86#3F-Home appliance test lab | III | 2005-06-23 | — | TY | Closed | 2005-06-23 |  | RMB | 0 | Shanghai Huyi Science & Technology CO.,Ltd | 冰箱门耐久试验装置
EC3204 |  | Pressure Testing Pump |  |  | YY Eng | Yuyao test lab | III | 2005-07-15 | — | TY | Disposal | 2005-07-27 |  | RMB | 1350 | Shanghai Feizhou | 试压泵
EC3204 | 1 | Pressure meter |  |  | YY Eng | Yuyao test lab | I | 2019-04-25 | 2020-04-24 | CIXI | Closed | 2005-07-27 |  | RMB | 300 | 上海飞舟试压泵制造有限公司 | 压力表
EC3204 | 2 | Pressure meter |  |  | YY Eng | Yuyao test lab | I | 2014-11-24 | — | SIMT | Disposal | 2005-07-27 | 同-4备用,2台轮流计量 | RMB | 300 | 上海飞舟试压泵制造有限公司 | 压力表
EC3204 | 3 | Pressure meter |  |  | YY Eng | Yuyao test lab | I | 2019-04-25 | 2020-04-24 | CIXI | Closed | 2005-07-27 |  | RMB | 300 | 上海飞舟试压泵制造有限公司 | 压力表
EC3204 | 4 | Pressure meter |  |  | YY Eng | Yuyao test lab | I | 2019-04-25 | 2020-04-24 | CIXI | Closed | 2005-07-27 | 同-2备用，09年计量 | RMB | 300 | 上海飞舟试压泵制造有限公司 | 压力表
EC3204 | 5 | Pressure meter |  |  | YY Eng | Yuyao test lab | I | 2019-04-25 | 2020-04-24 | CIXI | Closed | 2005-07-15 |  | RMB | 300 | 上海飞舟试压泵制造有限公司 | 压力表
EC3205 |  | Arrangement for the temperature rise test on electrode holder |  |  | SH Lab | 86#2F-Power supply test lab | III | 2005-07-14 | — | TY | Closed | 2005-07-14 |  | RMB | 250 | Shanghai Qingren & Shanghai Chengquan | 电焊夹温升测试设备
EC3206 |  | Test Probe |  |  | CIXI | CIXI test lab | II | 2019-04-06 | 2020-04-05 | EC JK | Closed | 2005-07-15 |  | RMB | 350 | Shanghai Qingren | 试验探棒
EC3207 |  | Ground Bond Tester |  | 1360147 | CIXI | CIXI test lab | I | 2019-12-25 | 2020-12-24 | SQI | Closed | 2005-07-18 |  | RMB | 0 | EXTECH | 接地阻抗测试仪
EC3208 |  | Test Arm |  |  | SH Lab | 86#1F-Garden tools test lab (Ⅰ) | II | 2019-07-21 | 2020-07-20 | EC JK | Closed | 2005-07-19 |  | RMB | 0 | Shanghai Qiangkun | 测试臂
EC3209 |  | AC Linear Power Source |  |  | SH Lab | 86#6F-Control room | III | 2005-07-25 | — | TY | Closed | 2005-07-25 |  | RMB | 19200 | APC | 交流稳压电源
EC3210 |  | AC Frequency Converter |  |  | SH Lab | 86#6F-Control room | III | 2005-07-25 | — | TY | Closed | 2005-07-25 |  | RMB | 0 | APC | 交流变频电源
EC3211 |  | AC Frequency Converter |  |  | SH Lab | 86#6F-Control room | III | 2005-07-25 | — | TY | Closed | 2005-07-25 |  | RMB | 0 | APC | 交流变频电源
EC3212 |  | Test Cone |  |  | SH Lab | 86#3F-Construction test lab (Ⅱ) | II | 2019-07-28 | 2020-07-27 | EC JK | Closed | 2005-07-27 |  | RMB | 0 | Shanghai Qiangkun | 试验锥
EC3213 |  | Test Cone |  |  | SH Lab | 86#3F-Construction test lab (Ⅱ) | II | 2019-07-28 | 2020-07-27 | EC JK | Closed | 2005-07-27 |  | RMB | 0 | Shanghai Qiangkun | 试验锥
EC3214 |  | Metal Pan |  |  | SH Lab | 86#3F-Home appliance test lab | III | 2005-08-24 | — | TY | Closed | 2005-08-24 |  | RMB | 0 | Shanghai Qiangkun | 金属盘
EC3215 |  | Pine-wood Board |  |  | SH Lab | 86#3F-Home appliance test lab | III | 2005-08-24 | — | TY | Closed | 2005-08-24 |  | RMB | 100 | Shanghai Qiangkun | 松木板
EC3216 |  | High Temperature Oven |  | 1010050292 | YY Eng | Yuyao test lab | I | 2018-11-01 | 2019-10-31 | CEST | Calibrating | 2005-07-11 |  | RMB | 0 | ESPEC | 高温烘箱
EC3217 |  | Pendulum |  |  | SH Lab | 86#2F-Power supply test lab | II | 2019-08-03 | 2020-08-02 | EC JZ | Closed | 2005-08-01 |  | RMB | 0 | Shanghai Qiangkun | 摆锤
EC3218 |  | Impedance stable network |  |  | SH Lab | 86#4F-EMC test lab | I | 2007-01-23 | — | SIMT | Out of service | 2004-12-18 |  | RMB | 0 | Rohde & Schwarz | 阻抗稳定网络
EC3219 |  | Impedance stable network |  |  | SH Lab | 86#4F-EMC test lab | III | 2004-12-18 | — | TY | Closed | 2004-12-18 |  | RMB | 0 | Rohde & Schwarz | 阻抗稳定网络
EC3220 |  | Impedance stable network |  |  | SH Lab | 86#4F-EMC test lab | I | 2007-01-23 | — | SIMT | Out of service | 2004-12-18 |  | RMB | 0 | Rohde & Schwarz | 阻抗稳定网络
EC3221 |  | Current probe |  | 100162 | SH Lab | 86#4F-EMC test lab | I | 2019-03-15 | 2020-03-14 | SIMT | Calibrating | 2004-12-18 |  | RMB | 0 | Rohde & Schwarz | 电流探头
EC3222 |  | Pre-amplifier |  |  | SH Lab | 86#6F-Control room | I | 2013-04-12 | — | SIMT | Disposal | 2004-12-18 | ES-K1 V1.71 | RMB | 0 | Rohde & Schwarz | 前置放大器
EC3223 | 1 | Controller |  |  | SH Lab | 86#6F-Control room | III | 2005-04-17 | — | TY | Closed | 2005-04-17 |  | RMB | 0 | Inn co | 控制器
EC3223 | 2 | Controller |  |  | SH Lab | 86#6F-Control room | III | 2005-04-17 | — | TY | Closed | 2005-04-17 |  | RMB | 0 | Inn co | 控制器
EC3224 |  | Metallic support for electrical iron |  |  | SH Lab | 86#3F-Heating & motor test lab | III | 2005-08-01 | — | TY | Closed | 2005-08-01 |  | RMB | 0 | Shanghai Qiangkun | 电熨斗支架
EC3225 |  | DC power Supply |  |  | SH Lab | 86#2F-Power supply test lab | III | 2007-01-09 | — | TY | Closed | 2007-01-09 |  | RMB | 2480 | 泛球瑞明 | 直流电源
EC3226 |  | Digital Multimeter |  |  | SH Lab | 86#4F-EMC test lab | II | 2016-09-11 | — | EC JZ | Can not be found | 2005-08-01 |  | RMB | 1980 | FLUKE | 数字万用表
EC3227 |  | Slide-Wire Resistor |  |  | SH Lab | 85#5F-ACCE & LUM test lab | III | 2005-08-04 | — | TY | Closed | 2005-08-04 |  | RMB | 0 | Shanghai ShengXin | 滑线变阻器
EC3228 |  | Apparatus for incline test |  |  | SH Lab | 85#5F-Gauge room | III | 2005-08-09 | — | TY | Closed | 2005-08-09 |  | RMB | 0 | Shanghai DaTong | 倾斜试验装置
EC3229 |  | Slide-Wire Resistor |  |  | SH Lab | 51#7F-PPT test lab | III | 2005-08-11 | — | TY | Closed | 2005-08-11 |  | RMB | 0 | Shanghai ShengXin | 滑线变阻器
EC3230 |  | Slide-Wire Resistor |  |  | SH Lab | 51#7F-PPT test lab | III | 2005-08-11 | — | TY | Closed | 2005-08-11 |  | RMB | 0 | Shanghai ShengXin | 滑线变阻器
EC3231 |  | Slide-Wire Resistor |  |  | SH Lab | 51#7F-PPT test lab | III | 2005-08-11 | — | TY | Closed | 2005-08-11 |  | RMB | 0 | Shanghai ShengXin | 滑线变阻器
EC3232 |  | Isolating Transformer |  |  | YY Eng | Yuyao test lab | III | 2005-08-10 | — | TY | Closed | 2005-08-10 |  | RMB | 765 | Shanghai Sangke | 隔离变压器
EC3233 |  | Isolating Transformer |  |  | YY Eng | Yuyao test lab | III | 2005-08-10 | — | TY | Closed | 2005-08-10 |  | RMB | 765 | Shanghai Sangke | 隔离变压器
EC3234 |  | Variable Transformer |  |  | YY Eng | Yuyao test lab | III | 2005-08-10 | — | TY | Closed | 2005-08-10 |  | RMB | 0 | Shanghai Sangke | 调压器
EC3235 |  | Electric Iron Dropping Tester |  |  | CIXI | CIXI test lab | II | 2019-04-06 | 2020-04-05 | ES AW | Closed | 2005-08-11 |  | RMB | 0 | Xiehe Machinery & Eletricity (Wuxi) CO., Ltd | 电熨斗跌落试验机
EC3236 |  | Rain gauge |  | 507018 | SH Lab | 86#1F-General test lab | I | 2019-09-10 | 2020-09-09 | SIMT | Closed | 2005-08-22 |  | RMB | 0 | Shanghai Meteorology Instrument Factory | 雨量器
EC3237 |  | Isolating Transformer |  |  | SH Lab | 85#5F-ACCE & LUM test lab | III | 2005-08-23 | — | TY | Out of service | 2005-08-23 |  | RMB | 0 | Shanghai Sangke | 隔离变压器
EC3238 |  | AC Frequency Converter |  |  | YY Eng | Yuyao test lab | III | 2005-08-19 | — | TY | Closed | 2005-08-19 |  | RMB | 31800 | APC | 交流变频电源
EC3239 |  | AC Frequency Converter |  |  | YY Eng | Yuyao test lab | III | 2005-08-19 | — | TY | Closed | 2005-08-19 |  | RMB | 31800 | APC | 交流变频电源
EC3240 |  | Reel Machine for vacuum cleaner |  |  | CIXI | CIXI test lab | II | 2019-04-06 | 2020-04-05 | EC JK | Closed | 2005-08-24 |  | RMB | 0 | Shanghai Qiangkun | 真空吸尘器拉伸试验台
EC3241 |  | Electric Iron Dropping Stand |  |  | SH Lab | 86#3F-Construction test lab (Ⅱ) | III | 2005-08-24 | — | TY | Closed | 2005-08-24 |  | RMB | 0 | Shanghai Qiangkun | 电熨斗跌落架
EC3242 |  | Slide-Wire Resistor |  |  | YY Eng | Yuyao test lab | III | 2005-08-30 | — | TY | Closed | 2005-08-30 |  | RMB | 0 | Shanghai ShengXin | 滑线变阻器
EC3243 |  | Fixture for hair dryer |  |  | YY Eng | Yuyao test lab | III | 2005-08-31 | — | TY | Closed | 2005-08-31 |  | RMB | 0 | Shanghai DaTong | 电吹风支架
EC3244 |  | Leakage Current Filter |  |  | XM Lab | Xiamen test lab | I | 2019-09-11 | 2020-09-10 | GRGT | Closed | 2005-09-05 |  | RMB | 150 | ETL SEMKO Shanghai | 泄漏电流测试盒
EC3245 |  | Treadmill Load |  |  | SH Lab | 86#3F-Training equipment test lab | III | 2005-09-05 | — | TY | Closed | 2005-09-05 |  | RMB | 0 | Shanghai Jingling | 跑步机耐久性试验负载
EC3246 | 1 | Laser power meter |  |  | SH Lab | 86#2F-TCO test lab | I | 2019-02-13 | 2020-02-12 | SIMT | Calibrating | 2005-09-19 |  | RMB | 19500 | Shanghai Yinle | 激光功率计
EC3246 | 2 | Wave length meter |  |  | SH Lab | 86#4F-Multimedia test lab | I | 2017-09-12 | — | SIMT | Out of service | 2005-09-19 | 设备无输出信号；封存 | RMB | 19500 | Shanghai Yinle | 激光功率计
EC3247 |  | AC Digital Current meter |  |  | SH Lab | 86#2F-Power supply test lab | II | 2019-09-11 | 2020-09-10 | EC JK | Closed | 2005-09-08 |  | RMB | 0 | QingZhi | 数字交流电流表
EC3248 |  | Leakage Current Filter |  |  | SH Lab | 86#2F-Power supply test lab | I | 2019-08-23 | 2020-08-22 | SIMT | Closed | 2005-09-12 |  | RMB | 0 | ETL SEMKO Shanghai | 泄漏电流测试盒
EC3249 |  | Leakage Current Filter |  |  | SH Lab | 86#2F-Power supply test lab | I | 2019-08-23 | 2020-08-22 | SIMT | Closed | 2005-09-12 |  | RMB | 0 | ETL SEMKO Shanghai | 泄漏电流测试盒
EC3250 |  | Test Finger |  |  | CIXI | CIXI test lab | II | 2019-09-16 | 2020-09-15 | EC JZ | Closed | 2005-09-16 |  | RMB | 0 | Shanghai Qiangkun | 美标试验指
EC3251 |  | Digital Caliper |  |  | SH Lab | 86#2F-Power supply test lab | I | 2006-09-11 | — | SIMT | Out of service | 2005-09-16 |  | RMB | 0 | Sha Liang-ren Fa. | 电子数显卡尺
EC3252 |  | Device for testing the resistance to weld spatter |  |  | SH Lab | 86#2F-Power supply test lab | III | 2005-09-27 | — | TY | Closed | 2005-09-27 |  | RMB | 0 | Shanghai Pneumatic Systems Factory | 焊渣抗阻拦测试装置
EC3253 |  | Blank | [8 empty] | Closed | 2003-01-01 |  |  | 0 |  | Blank
EC3254 |  | Test Probe |  |  | SH Lab | 51#7F-PPT test lab | II | 2019-09-21 | 2020-09-20 | ES AW | Closed | 2005-09-20 |  | RMB | 0 | Shanghai Qiangkun | 美标试验指
EC3255 |  | Synthesized Function Generator |  |  | CN FAC | 86#4F-Calibration room | III | 2005-09-22 | — | TY | Closed | 2005-09-22 |  | RMB | 0 | GW Instek | 信号发生器
EC3256 |  | Test Probe |  |  | SH Lab | 86#4F-Multimedia test lab | II | 2019-09-22 | 2020-09-21 | ES AW | Closed | 2005-09-21 |  | RMB | 0 | Shanghai Qiangkun | 美标试验指
EC3257 |  | Fixture for Thermocouple |  |  | SH Lab | 86#4F-Multimedia test lab | III | 2005-09-21 | — | TY | Closed | 2005-09-21 |  | RMB | 600 | Shanghai Qiangkun | 热电偶支架
EC3258 |  | Fixture for Thermocouple |  |  | SH Lab | 86#4F-Multimedia test lab | III | 2005-09-21 | — | TY | Closed | 2005-09-21 |  | RMB | 600 | Shanghai Qiangkun | 热电偶支架
EC3259 |  | High Temperature Oven |  | 49 | SH Lab | 86#1F-Garden tools test lab (Ⅰ) | I | 2019-10-14 | 2020-10-13 | JSMI | Closed | 2005-09-27 |  | RMB | 0 | Shanghai Meteorology Instrument Factory | 高温烘箱
EC3260 |  | IPX1-X2 tester |  |  | SH Lab | 86#1F-Washing M/C test lab | I | 2019-05-20 | 2020-05-19 | SETRI | Closed | 2005-12-29 |  | RMB | 0 | Dong Guan Brighten | IPX1-X2防水防溅试验装置
EC3261 |  | Slide-Wire Resistor |  |  | SH Lab | 86#2F-Power supply test lab | III | 2005-10-08 | — | TY | Closed | 2005-10-08 |  | RMB | 0 | Shanghai ShengXin | 滑线变阻器
EC3262 |  | Slide-Wire Resistor |  |  | SH Lab | 86#2F-Power supply test lab | III | 2005-10-08 | — | TY | Closed | 2005-10-08 |  | RMB | 0 | Shanghai ShengXin | 滑线变阻器
EC3263 |  | Test Probe |  |  | SH Lab | 86#2F-Construction test lab(Ⅰ) | II | 2019-10-13 | 2020-10-12 | EC JK | Closed | 2005-09-26 |  | RMB | 0 | Shanghai Qiangkun | 试验探棒
EC3264 |  | Vessel |  |  | SH Lab | 86#3F-Construction test lab (Ⅱ) | III | 2005-10-17 | — | TY | Closed | 2005-10-17 |  | RMB | 0 | Shanghai Qiangkun | 铁锅
EC3265 |  | Leakage Current Filter |  |  | YY Eng | Yuyao test lab | I | 2017-10-26 | — | SIMT | Repairing | 2005-10-18 |  | RMB | 0 | ETL SEMKO Shanghai | 泄漏电流测试盒
EC3266 |  | Leakage Current Filter |  |  | XM Lab | Xiamen test lab | I | 2018-08-01 | — | CEPREI | Disposal | 2005-10-18 |  | RMB | 0 | ETL SEMKO Shanghai | 泄漏电流测试盒
EC3267 |  | Leakage Current Filter |  |  | XM Lab | Xiamen test lab | I | 2019-09-11 | 2020-09-10 | GRGT | Closed | 2005-10-18 |  | RMB | 0 | ETL SEMKO Shanghai | 泄漏电流测试盒
EC3268 |  | Step-up Transformer |  |  | SH Lab | 86#4F-Multimedia test lab | III | 2005-09-28 | — |  | Closed | 2005-09-28 |  | RMB | 2600 | Shanghai Sangke | 升压变压器
EC3269 |  | Variable Transformer |  |  | SH Lab | 86#2F-Power supply test lab | III | 2005-10-17 | — |  | Closed | 2005-10-17 |  | RMB | 1295 | Shanghai Sangke | 调压器
EC3270 |  | Isolating Transformer |  |  | SH Lab | 86#1F-Washing M/C test lab | III | 2005-10-17 | — |  | Closed | 2005-10-17 |  | RMB | 3650 | Shanghai Sangke | 隔离变压器
EC3271 |  | Test Probe |  |  | SH Lab | 86#1F-Tools & machinery test lab | II | 2019-10-08 | 2020-10-07 | EC JK | Closed | 2005-10-31 |  | RMB | 0 | Shanghai Qiangkun | 探棒
EC3272 |  | Test Probe |  |  | SH Lab | 86#1F-Garden tools test lab (Ⅰ) | II | 2019-11-02 | 2020-11-01 | ES AW | Closed | 2005-11-03 |  | RMB | 0 | Shanghai Qiangkun | 探棒
EC3273 |  | Diode |  |  | SH Lab | 85#5F-Gauge room | III | 2005-10-31 | — |  | Closed | 2005-10-31 |  | RMB | 0 | ETL SEMKO Shanghai | 二极管
EC3274 |  | Torque safety tester |  |  | SH Lab | 86#2F-Construction test lab(Ⅰ) | III | 2018-07-20 | — |  | Closed | 2005-10-24 |  | RMB | 0 | Shanghai Jingling | 扭矩测试仪
EC3274 | 1 | Torque sensor |  |  | SH Lab | 86#2F-Construction test lab(Ⅰ) | I | 2012-12-10 | — | SIMT | Out of service | 2005-10-24 |  | RMB | 6100 | Shanghai Lingsheng | 扭矩传感器
EC3274 | 2 | Torque display |  |  | SH Lab | 86#2F-Construction test lab(Ⅰ) | I | 2012-12-10 | — | SIMT | Out of service | 2005-10-24 |  | RMB | 6100 | Shanghai Lingsheng | 扭矩显示器
EC3275 |  | Apparatus for spillage test |  |  | SH Lab | 86#3F-Construction test lab (Ⅱ) | II | 2019-10-24 | — | ES AW | Out of service | 2005-10-24 | 2019.10.20封存 | RMB | 1200 | Shanghai Jingling | 溢水测试装置
EC3276 |  | Steel plate |  |  | SH Lab | 86#2F-Construction test lab(Ⅰ) | III | 2005-11-04 | — |  | Closed | 2005-12-18 |  | RMB | 600 | Shanghai Qiangkun | 钢板
EC3277 |  | Plywood |  |  | SH Lab | 86#4F-Multimedia test lab | III | 2005-11-09 | — |  | Closed | 2005-11-26 |  | RMB | 0 | Shanghai Weihong | 夹板
EC3278 |  | Hardwood Board |  |  | SH Lab | 86#4F-Multimedia test lab | III | 2005-11-09 | — |  | Closed | 2005-11-10 |  | RMB | 0 | Shanghai Weihong | 硬木板
EC3279 |  | Scratching tool tip |  |  | SH Lab | 86#3F-Home appliance test lab | II | 2019-12-07 | 2020-12-06 | EC JK | Closed | 2003-01-01 |  | RMB | 0 | Shanghai Qiangkun | 刮擦工具
EC3280 |  | DC Linear Power Source |  |  | XM Lab | Xiamen test lab | III | 2005-08-22 | — |  | Closed | 2003-01-01 |  | RMB | 0 | Weijie Electron | 直流稳压电源
EC3281 |  | Performance tester for microwave oven door |  |  | SH Lab | 86#2F-Performance test lab | III | 2005-08-26 | — |  | Disposal | 2006-11-27 |  | RMB | 0 | Shanghai Pneumatic Systems Factory | 微波炉门性能测试装置
EC3282 |  | Fixture for Thermocouple |  |  | XM Lab | Xiamen test lab | III | 2005-11-30 | — |  | Closed | 2003-01-01 |  | RMB | 0 | Shanghai Qiangkun | 热电偶支架
EC3283 |  | Ground Bond Tester |  |  | XM Lab | Xiamen test lab | I | 2019-01-22 | 2020-01-21 | XRCTT | Calibrating | 2003-01-01 |  | RMB | 0 | EXTECH | 接地阻抗测试仪
EC3284 |  | Digital Multimeter |  |  | SH Lab | 86#4F-Calibration room | I | 2015-12-25 | — | SIMT | Disposal | 2006-07-10 |  | RMB | 0 | Agilent | 数字万用表
EC3285 | 1 | Pressure Meter |  |  | SH Lab | 86#3F-Construction test lab (Ⅱ) | I |  | — | SIMT | Disposal | 2005-10-06 |  | RMB | 0 | Shanghai Automatic | 压力表
EC3285 | 2 | Pressure Meter |  |  | SH Lab | 86#3F-Construction test lab (Ⅱ) | I |  | — | SIMT | Disposal | 2005-10-06 |  | RMB | 0 | Shanghai Automatic | 压力表
EC3286 |  | Copper Board |  |  | SH Lab | 86#3F-Construction test lab (Ⅱ) | III | 2005-12-12 | — |  | Closed | 2005-12-14 |  | RMB | 100 | Shanghai Qiangkun | 铜板
EC3287 |  | Abrupt pull tester |  |  | SH Lab | 51#7F-PPT test lab | III | 2005-11-19 | — |  | Closed | 2006-12-20 |  | RMB | 23000 | DongGuan yuehua | 突拉试验机
EC3288 |  | Torque Wrench |  | 864 | SH Lab | 86#3F-Construction test lab (Ⅱ) | I | 2019-03-15 | 2020-03-14 | JSMI | Calibrating | 2005-12-21 |  | RMB | 283 | Shanghai Weisheng | 扭力扳手
EC3289 |  | Torque Wrench |  |  | SH Lab | 86#3F-Cooking & HVAC test lab | I | 2009-01-21 | — | SIMT | Disposal | 2005-12-21 |  | RMB | 698 | Shanghai Critero | 扭力扳手
EC3290 |  | Automatic telephone tester |  |  | SH Lab | 86#4F-Multimedia test lab | III | 2005-12-22 | — |  | Closed | 2005-12-23 |  | RMB | 0 | Baixin electrical appliance company | 全自动电话测试机
EC3291 |  | Thermometer |  | 89670004 | SH Lab | 86#3F-Cooking & HVAC test lab | II | 2020-01-24 | 2021-01-23 | ES AW | Closed | 2006-01-04 |  | RMB | 2376 | FLUKE | 点温计
EC3292 |  | Straight Probe with tapered tip |  |  | SH Lab | 86#1F-Tools & machinery test lab | II | 2019-12-27 | 2020-12-26 | ES AW | Closed | 2005-12-29 |  | RMB | 0 | Shanghai Yisheng | 测试棒
EC3293 |  | Straight Probe with round tip |  |  | SH Lab | 86#1F-Tools & machinery test lab | II | 2019-12-27 | 2020-12-26 | ES AW | Closed | 2005-12-29 |  | RMB | 0 | Shanghai Yisheng | 测试棒
EC3294 |  | Leakage Current Filter |  |  | SH Lab | 86#4F-Multimedia test lab | I | 2017-07-31 | — | SIMT | Disposal | 2003-01-01 |  | RMB | 0 | ETL SEMKO Shanghai | 泄漏电流测试盒
EC3295 |  | Pendulum Swing Test device |  |  | SH Lab | 86#2F-Power supply test lab | III | 2005-12-29 | — |  | Closed | 2006-01-04 |  | RMB | 1800 | Shanghai DaTong | 摆锤测试装置
EC3296 |  | Ambient Temperature Barrel for Test Corner |  |  | XM Lab | Xiamen test lab | III | 2005-12-29 | — |  | Closed | 2005-03-13 |  | RMB | 0 | Shanghai Qiangkun | 试验角用环境温度测试用小桶
EC3297 |  | Test Plane |  |  | XM Lab | Xiamen test lab | II | 2019-06-16 | 2020-06-15 | EC JZ | Closed | 2003-01-01 |  | RMB | 0 |  | 测试头
EC3298 |  | Switch box for leakage current filter |  |  | XM Lab | Xiamen test lab | III | 2006-01-05 | — |  | Closed | 2003-01-01 |  | RMB | 0 | ETL SEMKO Shanghai | 泄露电流用开关盒
EC3299 |  | Resistive and Capacitive Load |  |  | SH Lab | 86#1F-Garden tools test lab (Ⅰ) | III | 2006-01-06 | — |  | Disposal | 2006-01-24 |  | RMB | 82000 | Shanghai Sangke | 阻容负载
EC3300 |  | Apparatus for electric iron drop test |  |  | YY |  | III | 2006-01-05 | — |  | Closed | 2006-01-24 |  | RMB | 1800 | Shanghai Yisheng | 电熨斗跌落装置
EC3301 |  | Dielectric Strength Tester |  |  | XM Lab | Xiamen test lab | II | 2019-06-16 | 2020-06-15 | EC JZ | Closed | 2006-03-09 |  | RMB | 0 | Shanghai Qiangkun | 绝缘强度测试装置
EC3302 |  | Pressure Meter |  |  | SH Lab | 86#2F-Performance test lab | I | 2008-01-16 | — | SIMT | Disposal | 2006-02-09 |  | RMB | 0 | Shanghai Automatic | 压力表
EC3303 |  | Infrared thermometer |  |  | XM Lab | Xiamen test lab | III | 2006-01-13 | — | SIMT | Closed | 2003-01-01 |  | RMB | 0 | FLUKE | 远红外点温仪
EC3304 |  | High Temperature Oven |  |  | SH Lab | 86#1F-Garden tools test lab (Ⅰ) | II | 2020-01-03 | 2021-01-02 | ES AW | Closed | 2006-01-26 |  | RMB | 10017 | Shanghai ESPEC | 高温烘箱
EC3305 |  | Power Energy Meter |  |  | YY | Yuyao test lab | I | 2014-08-14 | — | SIMT | Disposal | 2006-04-21 |  | RMB | 2200 | Hangzhou Weige | 积分功率表
EC3306 |  | Tonometer |  | 4441 | SH Lab | 86#4F-Multimedia test lab | I | 2019-07-15 | 2020-07-14 | SMMS | Closed | 2006-03-26 |  | RMB | 584 | Shanghai mengge | 气压表
EC3307 |  | Torque Screwdriver |  | 51362 | SH Lab | 86#3F-Construction test lab (Ⅱ) | I | 2014-01-08 | — | SQI | Disposal | 2006-01-24 |  | RMB | 1290 | Kanon | 扭力螺丝刀
EC3308 |  | Transparent PVC Pipe |  |  | SH Lab | 86#4F-Multimedia test lab | III | 2006-01-25 | — |  | Closed | 2006-01-25 |  | RMB | 200 | Shanghai Qiangkun | 通明PVC管
EC3309 |  | Leakage Current Filter |  |  | SH Lab | 86#4F-Multimedia test lab | II | 2020-02-27 | 2021-02-26 | ES AW | Closed | 2003-01-01 |  | RMB | 0 | ETL SEMKO Shanghai | 泄漏电流测试盒
EC3310 |  | Test Probe |  |  | XM Lab | Xiamen test lab | II | 2020-01-29 | 2021-01-28 | EC JZ | Closed | 2003-01-01 |  | RMB | 0 | Shanghai Yisheng | 测试棒
EC3311 |  | Fixture for thermocouple |  |  | SH Lab | 51#7F-PPT test lab | III | 2006-02-07 | — |  | Closed | 2006-02-08 |  | RMB | 600 | Shanghai Qinagkun | 热电偶支架
EC3312 |  | Fixture for thermocouple |  |  | SH Lab | 51#7F-PPT test lab | III | 2006-02-07 | — |  | Closed | 2006-02-08 |  | RMB | 600 | Shanghai Qinagkun | 热电偶支架
EC3313 |  | AC Digital Power Meter |  | 512008 | SH Lab | 86#2F-Power supply test lab | II | 2019-04-25 | 2020-04-24 | EC JK | Closed | 2006-05-11 |  | RMB | 12800 | Hangzhou Yuanfang | 数字交流功率表
EC3314 |  | Thermocouple Welder |  |  | SH Lab | 86#2F-Power supply test lab | III | 2006-02-07 | — |  | Closed | 2006-02-16 |  | RMB | 0 | ETL SEMKO Shanghai | 热电偶焊接仪
EC3315 |  | Leakage Current Filter |  |  | SH Lab | 86#2F-Power supply test lab | I |  | — | SIMT | Disposal | 2006-02-14 |  | RMB | 0 | ETL SEMKO Shanghai | 泄漏电流测试盒
EC3316 |  | Leakage Current Filter |  |  | SH Lab | 86#2F-Power supply test lab | I | 2017-01-25 | — | SIMT | Out of service | 2006-02-14 |  | RMB | 800 | ETL SEMKO Shanghai | 泄漏电流测试盒
EC3317 |  | Sharp edge tester |  |  | SH Lab | 86#3F-Construction test lab (Ⅱ) | II | 2008-03-14 | — | ES LWF | Damaged | 2006-03-08 |  | RMB | 0 | Shanghai Qinagkun | 锐边测试仪
EC3318 |  | Gauge |  |  | XM Lab | Xiamen test lab | II | 2019-06-16 | 2020-06-15 | EC JZ | Closed | 2006-03-07 |  | RMB | 0 | Shanghai Qinagkun | 量规
EC3319 |  | Leakage Current Filter |  |  | SH Lab | 86#4F-EMC test lab | I |  | — | SIMT | Disposal | 2003-01-01 |  | RMB | 0 | ETL SEMKO Shanghai | 泄漏电流测试盒
EC3320 |  | Tonometer |  | 6056 | SH Lab | 86#4F-EMC test lab | I | 2019-07-15 | 2020-07-14 | SMMS | Closed | 2006-03-07 |  | RMB | 570 | Shanghai Mengde | 气压表
EC3321 |  | Leakage Current Filter |  |  | SH Lab | 86#2F-Power supply test lab | I | 2019-03-11 | 2020-03-10 | SIMT | Calibrating | 2003-01-01 | 08年12月修理1月计量,未填BREAKDOWN | RMB | 0 | ETL SEMKO Shanghai | 泄漏电流测试盒
EC3322 |  | Leakage Current Filter |  |  | SH Lab | 51#7F-LUM test lab | I | 2019-03-11 | 2020-03-10 | SIMT | Calibrating | 2006-02-14 |  | RMB | 0 | ETL SEMKO Shanghai | 泄漏电流测试盒
EC3323 |  | Temperature and humidity recorder |  | 510135 | SH Lab | 86#4F-EMC test lab | I | 2017-12-22 | — | JSMI | Out of service | 2006-12-28 | 损坏 | RMB | 1306 | Shanghai Meteorology Instrument Factory | 温湿度记录仪
EC3324 |  | Temperature and humidity recorder |  | 511060 | SH Lab | 86#6F-Control room | I | 2019-09-26 | 2020-09-25 | JSMI | Closed | 2006-12-28 |  | RMB | 1306 | Shanghai Meteorology Instrument Factory | 温湿度记录仪
EC3325 |  | Temperature and humidity recorder |  | 510145 | CN FAC | 86#4F-Calibration room | I | 2019-04-08 | 2020-04-07 | JSMI | Closed | 2006-12-28 |  | RMB | 1306 | Shanghai Meteorology Instrument Factory | 温湿度记录仪
EC3326 |  | Temperature and humidity recorder |  | 510138 | SH Lab | 86#4F-EMC test lab | I | 2019-04-08 | 2020-04-07 | JSMI | Closed | 2006-12-28 |  | RMB | 1306 | Shanghai Meteorology Instrument Factory | 温湿度记录仪
EC3327 |  | Pressure meter |  | 602123 | SH Lab | 86#1F-Tools & machinery test lab | I | 2019-07-03 | 2020-07-02 | JSMI | Closed | 2006-03-29 |  | RMB | 0 | Shanghai Automatic Instrument | 压力表
EC3328 |  | Test probe |  |  | XM Lab | Xiamen test lab | II | 2020-01-27 | 2021-01-26 | EC JZ | Closed | 2006-03-09 |  | RMB | 0 | Shanghai Yisheng | 测试棒
EC3329 |  | Test pin |  |  | XM Lab | Xiamen test lab | II | 2020-01-29 | 2021-01-28 | EC JZ | Closed | 2006-03-09 |  | RMB | 0 | Shanghai Yisheng | 测试棒
EC3330 |  | Test probe |  |  | XM Lab | Xiamen test lab | II | 2020-01-27 | 2021-01-26 | EC JZ | Closed | 2006-03-09 |  | RMB | 0 | Shanghai Yisheng | 测试棒
EC3331 |  | Test probe |  |  | XM Lab | Xiamen test lab | II | 2019-06-16 | 2020-06-15 | ES AW | Closed | 2006-03-09 |  | RMB | 0 | Shanghai Yisheng | 测试棒
EC3332 |  | Test pin |  |  | XM Lab | Xiamen test lab | II | 2019-06-16 | 2020-06-15 | ES AW | Closed | 2006-03-09 |  | RMB | 0 | Shanghai Yisheng | 测试棒
EC3333 |  | Straight test probe |  |  | XM Lab | Xiamen test lab | II | 2019-06-16 | 2020-06-15 | ES AW | Closed | 2006-03-09 |  | RMB | 0 | Shanghai Yisheng | 测试棒
EC3334 |  | Test hook |  |  | XM Lab | Xiamen test lab | II | 2018-02-18 | — | ES CZ | Disposal | 2006-03-09 |  | RMB | 0 | Shanghai Yisheng | 测试钩
EC3335 |  | AC Leakage Current Tester |  |  | SH Lab | 86#3F-Construction test lab (Ⅱ) | I | 2019-06-24 | 2020-06-23 | JSMI | Closed | 2006-03-06 |  | RMB | 5200 | Simpson | 交流泄漏电流测试仪
EC3335 | 1 | current switch box | 自制 | NA | SH Lab | 86#2F-Performance test lab | III | 2006-03-18 | — | ES JH | Closed | 2003-01-01 | NA | RMB | 100 | ITS | 美标泄漏电流开关盒
EC3335 | 2 | Water Spray Test switch box | 自制 | NA | SH Lab | 86#3F-Cooking & HVAC test lab | III | 2011-03-28 | — | ES JH | Closed | 2011-04-02 16:20 | NA | RMB | 76 | Intertek SH | 淋雨测试开关盒
EC3336 |  | Variable Transformer |  | 261005 | SH Lab | 85#5F-ACCE & LUM test lab | III | 2006-03-01 | — |  | Closed | 2006-03-07 |  | RMB | 0 | SuZhou AnTai Transformer Co., Ltd. | 调压器
EC3337 |  | Test corner |  |  | SH Lab | 86#3F-Training equipment test lab | III | 2006-03-01 | — |  | Closed | 2006-03-01 |  | RMB | 0 | Shanghai Heqiang | 试验角
EC3338 |  | Test corner |  |  | SH Lab | 86#3F-Construction test lab (Ⅱ) | III | 2006-03-01 | — |  | Closed | 2006-03-01 |  | RMB | 0 | Shanghai Heqiang | 试验角
EC3339 |  | Sand bag |  |  | SH Lab | 86#4F-Multimedia test lab | III | 2006-02-12 | — |  | Closed | 2006-03-03 |  | RMB | 900 | Shanghai Qiangkun | 沙袋
EC3340 |  | Simulated toast load |  |  | SH Lab | 86#3F-Construction test lab (Ⅱ) | III | 2006-03-07 | — |  | Closed | 2006-07-26 |  | RMB | 400 | Shanghai Qiangkun | 模拟面包机负载
EC3341 |  | Simulated toast load |  |  | SH Lab | 86#3F-Construction test lab (Ⅱ) | III | 2006-03-07 | — |  | Closed | 2006-07-26 |  | RMB | 400 | Shanghai Qiangkun | 模拟面包机负载
EC3342 |  | Non-separable thin sheet material test device |  |  | SH Lab | 86#4F-Multimedia test lab | II | 2019-08-21 | 2020-08-20 | ES AW | Closed | 2006-08-11 |  | RMB | 3500 | Shanghai Qiangkun | 薄片绝缘材料机械强度试验装置
EC3343 |  | Steel ruler |  |  | SH Lab | 86#4F-Multimedia test lab | III | 2006-03-13 | — |  | Closed | 2006-03-13 |  | RMB | 0 | Shanghai Qiangkun | 直尺
EC3344 |  | Step-up Transformer |  |  | XM Lab | Xiamen test lab | III | 2006-03-20 | — |  | Closed | 2006-03-24 | transfer to XM | RMB | 1660 | Shanghai Sangke | 升压变压器
EC3345 |  | Step-up Transformer |  |  | SH Lab | 86#4F-EMC test lab | III | 2006-03-20 | — |  | Closed | 2006-03-24 |  | RMB | 1660 | Shanghai Sangke | 升压变压器
EC3346 |  | Switch Box for Leakage Current Filter |  |  | SH Lab | 51#7F-PPT test lab | III | 2006-03-30 | — |  | Closed | 2006-03-30 |  | RMB | 0 | ETL SEMKO Shanghai | 泄露电流用开关盒
EC3347 |  | Big blackboard |  |  | SH Lab | 85#5F-ACCE & LUM test lab | III | 2005-07-18 | — |  | Closed | 2005-07-19 |  | RMB | 0 | 上海强坤 | 大黑板
EC3348 | 1 | Weight |  |  | SH Lab | 86#1F-Garden tools test lab (Ⅰ) | II | 2019-06-28 | 2020-06-27 | EC JK | Closed | 2006-06-28 |  | RMB | 150 | Shanghai Qiangkun | 砝码
EC3348 | 2 | Weight |  |  | SH Lab | 86#1F-Garden tools test lab (Ⅰ) | II | 2019-06-28 | 2020-06-27 | EC JK | Closed | 2006-06-28 |  | RMB | 150 | Shanghai Qiangkun | 砝码
EC3348 | 3 | Weight |  |  | SH Lab | 86#1F-Garden tools test lab (Ⅰ) | II | 2019-06-28 | 2020-06-27 | EC JK | Closed | 2006-06-28 |  | RMB | 150 | Shanghai Qiangkun | 砝码
EC3348 | 4 | Weight |  |  | SH Lab | 86#1F-Garden tools test lab (Ⅰ) | II | 2019-06-28 | 2020-06-27 | EC JK | Closed | 2006-06-28 |  | RMB | 150 | Shanghai Qiangkun | 砝码
EC3348 | 5 | Weight |  |  | SH Lab | 86#1F-Garden tools test lab (Ⅰ) | II | 2019-06-28 | 2020-06-27 | EC JK | Closed | 2006-06-28 |  | RMB | 150 | Shanghai Qiangkun | 砝码
EC3348 | 6 | Weight |  |  | SH Lab | 86#1F-Garden tools test lab (Ⅰ) | II | 2019-06-28 | 2020-06-27 | EC JK | Closed | 2006-06-28 |  | RMB | 150 | Shanghai Qiangkun | 砝码
EC3349 |  | Pressure meter |  |  | SH Lab | 85#5F-ACCE & LUM test lab | I | 2019-11-29 | 2020-11-28 | JSMI | Closed | 2006-04-05 |  | RMB | 0 | Shanghai Automatic Instrument | 压力表
EC3350 |  | Tester for welding gun |  |  | SH Lab | 86#2F-TCO test lab | III | 2004-01-01 | — |  | Disposal | 2003-01-01 |  | RMB | 0 |  | 焊接枪测试仪
EC3351 |  | Round ball |  |  | SH Lab | 86#2F-Construction test lab(Ⅰ) | III | 2006-04-06 | — | ES LWF | Closed | 2003-01-01 |  | RMB | 500 | Stationery store | 100mm圆球
EC3352 |  | Simulated toast load |  |  | SH Lab | 86#3F-Construction test lab (Ⅱ) | III | 2006-04-21 | — | ES JH | Closed | 2006-01-26 |  | RMB | 400 | Shanghai Qiangkun | 模拟面包机负载
EC3353 |  | Simulated toast load |  |  | SH Lab | 86#3F-Construction test lab (Ⅱ) | III | 2006-04-21 | — | ES JH | Closed | 2006-01-26 |  | RMB | 400 | Shanghai Qiangkun | 模拟面包机负载
EC3354 |  | Round ball |  |  | SH Lab | 86#2F-Construction test lab(Ⅰ) | II | 2012-04-20 | — | ES LWF | Out of service | 2006-04-21 |  | RMB | 500 | Shanghai Qiangkun | 100mm圆球
EC3355 |  | Load cabinet |  |  | SH Lab | 86#1F-General test lab | III | 2006-04-26 | — | ES JH | Out of service | 2006-04-27 | 封存 | RMB | 11600 | Shanghai sangke | 负载柜（电容＋电感）
EC3356 |  | DC Analog Current Meter |  | 202102 | SH Lab | 86#4F-Multimedia test lab | I | 2007-05-12 | — | SIMT | Disposal | 2006-05-19 |  | RMB | 760 | 上海良标智能终端股份有限公司 | 模拟直流电流表
EC3357 |  | AC Analog Current Meter |  | 41817 | SH Lab | 86#4F-Multimedia test lab | I | 2019-05-31 | 2020-05-30 | SIMT | Closed | 2006-05-19 |  | RMB | 760 | 上海良标智能终端股份有限公司 | 模拟交流电流表
EC3358 |  | AC/DC Digital Power Meter |  | 91F362221 | SH Lab | 86#2F-Power supply test lab | I | 2019-07-10 | 2020-07-09 | JSMI | Closed | 2006-05-23 |  | RMB | 17914 | YOKOGAWA | 数字交直流功率表
EC3359 |  | Centre punch |  |  | SH Lab | 85#5F-Gauge room | III | 2006-04-27 | — | ES JH | Closed | 2003-01-01 |  | RMB | 25.5 | Shanghai Chongyue hardware&tool Ltd | 样冲
EC3360 |  | Spark Generator |  |  | SH Lab | 86#3F-Construction test lab (Ⅱ) | II | 2019-08-28 | 2020-08-27 | EC JK | Closed | 2003-01-01 |  | RMB | 10 |  | 点火器
EC3361 |  | Pi Tape |  | 511048 | SH Lab | 86#2F-Construction test lab(Ⅰ) | I | 2009-05-20 | — | SIMT | Disposal | 2006-05-29 |  | RMB | 117 | Shenyang Xinyu Tools Research Institute | Pi 尺
EC3362 |  | Pi Tape |  | 511005 | SH Lab | 86#2F-Construction test lab(Ⅰ) | I | 2009-05-20 | — | SIMT | Disposal | 2006-05-29 |  | RMB | 140.4 | Shenyang Xinyu Tools Research Institute | Pi 尺
EC3363 |  | Pi Tape |  | 511019 | SH Lab | 86#3F-Construction test lab (Ⅱ) | I | 2009-05-20 | — | SIMT | Disposal | 2006-05-29 |  | RMB | 163.8 | Shenyang Xinyu Tools Research Institute | Pi 尺
EC3364 |  | Pi Tape |  | 60316 | SH Lab | 86#2F-Construction test lab(Ⅰ) | I | 2009-05-20 | — | SIMT | Disposal | 2006-05-29 |  | RMB | 187.2 | Shenyang Xinyu Tools Research Institute | Pi 尺
EC3365 |  | Digital Multimeter | 179 | 90360400 | SH Lab | 86#4F-Multimedia test lab | II | 2019-08-08 | 2020-08-07 | EC JZ | Closed | 2006-05-17 |  | RMB | 2250 | FLUKE | 数字万用表
EC3366 |  | Load |  |  | SH Lab | 86#3F-Construction test lab (Ⅱ) | III | 2006-05-15 | — | ES JH | Closed | 2006-05-28 |  | RMB | 900 | Shanghai Qiangkun | 负载
EC3366 | 1 | Sand bag |  |  | SH Lab | 86#3F-Construction test lab (Ⅱ) | III | 2006-05-15 | — | ES JH | Closed | 2006-05-28 |  | RMB | 0 | Shanghai Qiangkun | 沙袋
EC3367 |  | Load |  |  | SH Lab | 86#3F-Construction test lab (Ⅱ) | III | 2006-05-15 | — | ES JH | Closed | 2006-05-28 |  | RMB | 900 | Shanghai Qiangkun | 负载
EC3367 | 1 | Sand bag |  |  | SH Lab | 86#3F-Construction test lab (Ⅱ) | III | 2006-05-15 | — | ES JH | Closed | 2006-05-28 |  | RMB | 0 | Shanghai Qiangkun | 沙袋
EC3368 | 1 | Fixture for impact test apparatus |  |  | SH Lab | 85#5F-ACCE & LUM test lab | III | 2006-05-17 | — | ES JH | Closed | 2006-06-23 |  | RMB | 0 |  | 冲击试验夹具
EC3368 | 2 | Plate for impact test apparatus |  |  | SH Lab | 85#5F-ACCE & LUM test lab | III | 2006-10-23 | — | ES JH | Closed | 2006-06-23 |  | RMB | 0 |  | 冲击试验板
EC3369 |  | Test probe |  |  | SH Lab | 86#1F-Tools & machinery test lab | II | 2019-05-30 | 2020-05-29 | EC JK | Closed | 2006-05-29 |  | RMB | 0 | 上海强坤 | 试验探棒
EC3370 |  | Digital Caliper | 0-200MM | 5052832 | CN FAC | 86#4F-Calibration room | I | 2019-06-20 | 2020-06-19 | JSMI | Closed | 2006-06-28 |  | RMB | 300 | Sha Liang-ren Fa. | 电子数显卡尺
EC3371 |  | Apparatus for spillage test |  |  | SH Lab | 86#3F-Construction test lab (Ⅱ) | II | 2019-07-12 | 2020-07-11 | EC JK | Closed | 2006-07-12 |  | RMB | 1600 | 上海强坤 | 溢水测试装置
EC3371 | 3 | water |  |  | SH Lab | 86#3F-Home appliance test lab | II | 2019-05-14 | 2020-05-13 | EC JZ | Closed | 2009-02-04 15:19 | 改进原来fig101的装置，使之符合EN 60335-2-15的15.102要求，同时新增fig101里的A、C部件，使之符合UL499的38.2要求 | RMB | 400 |  | 溢水装置
EC3372 |  | Multi-elemnet tube analyzer w/wireless |  |  | E&E |  | III | 2006-06-12 | — |  | Disposal | 2003-01-01 | Transfer to labtest | USD | 47000 | Niton | 元素分析仪
EC3373 |  | Load for orange |  |  | SH Lab | 86#3F-Construction test lab (Ⅱ) | III | 2006-06-09 | — | ES JH | Closed | 2006-06-26 |  | RMB | 170 | Shanghai Qiangkun | 橙子负载
EC3374 |  | Articulate probe with web stop |  |  | XM Lab | Xiamen test lab | II | 2019-05-27 | 2020-05-26 | EC JZ | Closed | 2003-01-01 |  | RMB | 0 | Shanghai Qiangkun | Articulate probe with web stop
EC3375 |  | Test plug for temperature rise |  |  | SH Lab | 85#5F-ACCE & LUM test lab | II | 2007-08-20 | — | ES LWF | Disposal | 2003-01-01 |  | RMB | 900 | Shanghai Qiangkun | 温升用插头
EC3376 |  | DC power Supply |  |  | SH Lab | 86#2F-Power supply test lab | III | 2007-01-09 | — | ES JH | Disposal | 2003-01-01 |  | RMB | 2480 | 泛球瑞明 | 直流电源
EC3377 |  | Brush cutter throw tester |  |  | SH Lab | 86#2F-Construction test lab(Ⅰ) | III | 2006-07-03 | — | ES JH | Closed | 2003-01-01 |  | RMB | 0 | Shanghai Qiangkun | 割灌机抛物测试仪
EC3378 |  | Concrete slab |  |  | SH Lab | 85#5F-ACCE & LUM test lab | III | 2006-07-06 | — | ES JH | Closed | 2006-06-11 |  | RMB | 0 |  | 混凝土板
EC3379 |  | Fixture for thermocouple |  |  | SH Lab | 86#3F-Heating & motor test lab | III | 2006-07-07 | — | ES JH | Closed | 2006-07-25 |  | RMB | 900 | Shanghai Qiangkun | 热电偶支架
EC3380 |  | Fixture for thermocouple |  |  | SH Lab | 86#3F-Heating & motor test lab | III | 2006-07-07 | — | ES JH | Closed | 2006-07-25 |  | RMB | 0 | Shanghai Qiangkun | 热电偶支架
EC3381 |  | Hardwood Board |  |  | YY |  | III | 2006-07-10 | — | ES JH | Closed | 2006-08-02 |  | RMB | 900 | Shanghai Hongwei | 硬木板
EC3382 |  | DC Linear Power Source |  |  | YY |  | III | 2006-07-11 | — | ES JH | Closed | 2006-08-23 |  | RMB | 3600 | Shanghai Sangke | 直流稳压电源
EC3383 |  | Small parts cylinder |  |  | SH Lab | 51#7F-LUM test lab | II | 2019-07-12 | 2020-07-11 | ES AW | Closed | 2006-07-18 |  | RMB | 0 | Shanghai Qiangkun | Small parts cylinder
EC3384 |  | Large loop antenna |  |  | SH Lab | 86#4F-EMC test lab | I | 2019-10-09 | 2020-10-08 | CEPREI | Closed | 2006-07-18 |  | USD | 10307 | Schwarzbeck | 环形天线
EC3385 |  | Shielded room |  |  | SH Lab | 86#2F-TCO test lab | I | 2019-01-14 | 2020-01-13 | SIMT | Calibrating | 2006-07-26 |  | RMB | 98000 | Zhongyu | 屏蔽室
EC3386 |  | Pressure/Vacuum Transducer Module |  |  | SH Lab | 86#1F-General test lab | I | 2019-05-13 | 2020-05-12 | JSMI | Closed | 2006-08-26 |  | RMB | 2950 | FLUKE | 压力测试模块
EC3387 |  | Digital Multimeter | 179 |  | SH Lab | 86#2F-Power supply test lab | II | 2013-07-31 | — | ES AW | Disposal | 2006-08-15 |  | RMB | 2250 | FLUKE | 数字万用表
EC3388 |  | Apparatus for switch endurance test |  |  | SH Lab | 86#1F-Garden tools test lab (Ⅰ) | III | 2006-07-11 | — |  | Disposal | 2006-08-15 |  | RMB | 0 |  | 开关耐久测试装置
EC3389 |  | Axis numerical value controller |  |  | SH Lab | 86#1F-Garden tools test lab (Ⅰ) | III | 2006-07-11 | — | ES JH | Disposal | 2006-08-15 |  | RMB | 0 |  | 单轴数值控制器
EC3390 |  | Thermometer |  | 89670000 | CIXI | CIXI test lab | II | 2019-09-21 | 2020-09-20 | ES AW | Closed | 2006-08-23 |  | RMB | 2490 | Fluke | 点温计
EC3391 |  | Fixture for thermocouple |  |  | SH Lab | 86#3F-Heating & motor test lab | III | 2006-07-27 | — | ES JH | Closed | 2006-07-25 |  | RMB | 0 | Shanghai Qiangkun | 热电偶支架
EC3392 |  | Fixture for thermocouple |  |  | SH Lab | 86#3F-Heating & motor test lab | III | 2006-07-27 | — | ES JH | Closed | 2006-07-25 |  | RMB | 0 | Shanghai Qiangkun | 热电偶支架
EC3393 |  | L.I.S.N |  |  | SH Lab | 86#4F-EMC test lab | I | 2019-07-15 | 2020-07-14 | CEPREI | Closed | 2006-10-23 |  | RMB | 0 | Rohde & Schwarz | 人工电源网络
EC3394 |  | L.I.S.N |  |  | SH Lab | 86#4F-EMC test lab | I | 2019-07-15 | 2020-07-14 | CEPREI | Closed | 2006-10-23 |  | RMB | 0 | Rohde & Schwarz | 人工电源网络
EC3395 |  | Temperature and Humidity Recorder |  | 606044 | YY | Yuyao test lab | I | 2014-11-06 | — | CEST | Disposal | 2006-08-23 |  | RMB | 1306 | Shanghai Meteorology Instrument Factory | 温湿度记录仪
EC3396 |  | Burette stand |  |  | SH Lab | 85#5F-ACCE & LUM test lab | III | 2006-08-02 | — | ES JH | Closed | 2006-08-02 |  | RMB | 188.7 | 上海国药集团 | Burette stand
EC3396 | 1 | Burette |  |  | SH Lab | 85#5F-ACCE & LUM test lab | III | 2006-08-02 | — | ES JH | Closed | 2006-08-02 |  | RMB | 188.7 | 上海国药集团 | Burette
EC3396 | 2 | Burette |  |  | SH Lab | 85#5F-ACCE & LUM test lab | III | 2006-08-02 | — | ES JH | Closed | 2006-08-02 |  | RMB | 188.7 | 上海国药集团 | Burette
EC3397 |  | Ajustable Load |  |  | SH Lab | 86#2F-Power supply test lab | III | 2006-08-03 | — | ES JH | Closed | 2006-08-08 |  | RMB | 13000 | Shanghai Shenxin | Ajustable Load
EC3398 |  | Ajustable Load |  |  | SH Lab | 86#2F-Power supply test lab | III | 2006-08-03 | — | ES JH | Closed | 2006-08-08 |  | RMB | 13000 | Shanghai Shenxin | Ajustable Load
EC3399 |  | Ajustable Load |  |  | SH Lab | 86#2F-Power supply test lab | III | 2006-08-03 | — | ES JH | Closed | 2006-08-08 |  | RMB | 13000 | Shanghai Shenxin | Ajustable Load
EC3400 |  | AC Digital Current Meter |  |  | SH Lab | 86#2F-Power supply test lab | II | 2019-08-07 | 2020-08-06 | EC JK | Closed | 2006-09-08 |  | RMB | 450 | 青岛青智 | 数字交流电流表
EC3401 |  | Torque tester turning moment apparatus |  |  | SH ACCE | 85#5F-Gauge room | II | 2019-09-30 | 2020-09-29 | EC JK | Closed | 2006-12-23 |  | RMB | 7500 | 上海强坤 | 扭力设备
EC3402 |  | Flexing machine |  |  | SH Lab | 86#1F-Garden tools test lab (Ⅰ) | II | 2019-08-17 | 2020-08-16 | ES AW | Closed | 2006-12-07 |  | RMB | 0 |  | 弯折机
EC3403 |  | Current Transformer |  | 6010 | SH Lab | 86#2F-Power supply test lab | I | 2019-08-13 | 2021-08-12 | JSMI | Closed | 2006-09-08 |  | RMB | 1280 | Shanghai Inductor Factory | 电流互感器
EC3404 |  | 3-Phase variable isolating transformer |  |  | SH Lab | 86#2F-TCO test lab | III | 2006-08-08 | — | ES JH | Closed | 2006-08-08 |  | RMB | 6855 | Shanghai Sangke | 3-Phase variable isolating transformer
EC3405 |  | Passive voltage probe |  | 100152 | SH Lab | 86#4F-EMC test lab | I | 2019-03-15 | 2020-03-14 | SIMT | Calibrating | 2007-01-25 |  | RMB | 0 | Rohde & Schwarz | 无源电压探头
EC3406 |  | Abnormal test room |  |  | SH Lab | 86#3F-Construction test lab (Ⅱ) | III | 2006-08-23 | — | ES JH | Closed | 2006-08-23 |  | RMB | 0 |  | 非正常测试房
EC3407 |  | 工频磁场天线 |  |  | SH Lab | 86#4F-EMC test lab | I | 2006-07-01 | — | SIMT | Out of service | 2003-01-01 |  | RMB | 0 |  | 工频磁场天线
EC3408 |  | Laser power meter |  | 240186, 240187, 239738 | SH Lab | 86#2F-TCO test lab | I | 2019-05-17 | 2020-05-16 | NIM | Closed | 2006-11-06 |  | RMB | 44000 | Ophiropt | 激光功率计
EC3409 |  | Digital Power Meter |  | 27E327712 | SH Lab | 86#3F-Heating & motor test lab | I | 2019-05-10 | 2020-05-09 | JSMI | Closed | 2006-03-10 | Transfer from HZ (EH1248) WTViewer Version 5.01 | RMB | 0 | YOKOGAWA | 数字功率表
EC3409 | 1 | 500-ohm noinductive resistance |  |  | SH Lab | 86#3F-Heating & motor test lab | III | 2007-03-21 | — | ES JH | Closed | 2007-04-27 |  | RMB | 112 | 上海胜新电器厂 | 500欧姆无感电阻
EC3410 |  | Data Acquisition Unit |  |  | SH Lab | 86#3F-Home appliance test lab | II | 2010-03-23 | — | ES JX | Disposal | 2003-01-01 | Transfer from HZ (EH1121) OPS022V1.02 Agilent BenchLink Data Logger 3版本4.2.00 | RMB | 0 | Agilent | 数据采集仪
EC3410 | 1 | Module |  | S010100 | SH Lab | 86#3F-Home appliance test lab | III | 2007-03-23 | — | ES JH | Closed | 2003-01-01 |  | RMB | 0 |  | 模块
EC3410 | 2 | Module |  | S010113 | SH Lab | 86#3F-Home appliance test lab | III | 2007-03-23 | — | ES JH | Closed | 2003-01-01 |  | RMB | 0 |  | 模块
EC3411 |  | Data Acquisition Unit |  |  | SH Lab | 86#3F-Training equipment test lab | II | 2013-02-02 | — | ES AW | Disposal | 2006-02-06 | Transfer from HZ (EH1118) OPS022V1.02 | RMB | 15600 | Agilent | 数据采集仪
EC3411 | 1 | Module |  | S010106 | SH Lab | 86#3F-Home appliance test lab | III | 2007-03-23 | — | ES JH | Closed | 2003-01-01 |  | RMB | 0 |  | 模块
EC3411 | 2 | Module |  | S010125 | SH Lab | 86#3F-Home appliance test lab | III | 2007-03-23 | — | ES JH | Closed | 2003-01-01 |  | RMB | 0 |  | 模块
EC3412 |  | Test probe |  |  | SH Lab | 85#5F-ACCE & LUM test lab | II | 2019-09-26 | 2020-09-25 | EC JZ | Closed | 2006-09-26 |  | RMB | 1800 | 上海强坤 | 试验探棒
EC3413 |  | Slide-Wire Resistor |  |  | SH Lab | 85#5F-ACCE & LUM test lab | III | 2006-09-05 | — | ES JH | Closed | 2006-09-21 |  | RMB | 8100 | 上海胜新 | 滑线变阻器
EC3414 |  | Apparatus for impact test |  |  | SH Lab | 86#2F-Construction test lab(Ⅰ) | II | 2019-09-05 | 2020-09-04 | ES AW | Closed | 2006-11-28 | 设备在浦东 | RMB | 0 |  | 冲击实验装置
EC3415 |  | Display analysis system |  |  | SH Lab | 86#2F-TCO test lab | III | 2006-09-07 | — | ES JH | Closed | 2005-09-07 | Flat panel display measurements standard version 2.0 | USD | 193290 | MICROVISION | 显示器分析系统
EC3415 | 1 | Controller |  |  | SH Lab | 86#2F-TCO test lab | I | 2019-04-16 | 2020-04-15 | NIM | Closed | 2005-09-07 | SS330 V2.01.93 | USD | 0 | MICROVISION | Controller
EC3415 | 10 | Light source |  |  | SH Lab | 86#2F-TCO test lab | III | 2006-09-07 | — | ES JH | Closed | 2005-09-07 |  | USD | 0 | MICROVISION | Light source
EC3415 | 11 | Small light source |  |  | SH Lab | 86#2F-TCO test lab | III | 2006-09-07 | — | ES JH | Closed | 2005-09-07 |  | USD | 0 | MICROVISION | Small light source
EC3415 | 12 | Alignment fibre |  |  | SH Lab | 86#2F-TCO test lab | III | 2006-09-07 | — | ES JH | Closed | 2005-09-07 |  | USD | 0 | MICROVISION | Alignment fibre
EC3415 | 13 | Tilt azimuth table |  |  | SH Lab | 86#2F-TCO test lab | III | 2006-09-07 | — | ES JH | Closed | 2005-09-07 |  | USD | 0 | MICROVISION | Tilt azimuth table
EC3415 | 14 | Z-axis table |  |  | SH Lab | 86#2F-TCO test lab | III | 2006-09-07 | — | ES JH | Closed | 2005-09-07 |  | USD | 0 | MICROVISION | Z-axis table
EC3415 | 15 | CCD N.D. |  |  | SH Lab | 86#2F-TCO test lab | I | 2019-04-16 | 2020-04-15 | NIM | Closed | 2005-09-07 |  | USD | 0 | MICROVISION | CCD N.D.
EC3415 | 16 | Spectrometer N.D. |  |  | SH Lab | 86#2F-TCO test lab | I | 2019-04-16 | 2020-04-15 | NIM | Closed | 2005-09-07 |  | USD | 0 | MICROVISION | Spectrometer N.D.
EC3415 | 17 | Forstrum |  |  | SH Lab | 86#2F-TCO test lab | III | 2006-09-07 | — | ES JH | Closed | 2005-09-07 |  | USD | 0 | MICROVISION | 平截头体
EC3415 | 18 | Calibration box |  |  | SH Lab | 86#2F-TCO test lab | III | 2006-09-07 | — | ES JH | Closed | 2005-09-07 |  | USD | 0 | MICROVISION | Calibration box
EC3415 | 19 | Aperture |  |  | SH Lab | 86#2F-TCO test lab | III | 2006-09-07 | — | ES JH | Closed | 2005-09-07 |  | USD | 0 | MICROVISION | Aperture
EC3415 | 2 | Optical measure moudle |  |  | SH Lab | 86#2F-TCO test lab | I | 2019-04-16 | 2020-04-15 | NIM | Closed | 2005-09-07 |  | USD | 0 | MICROVISION | Optical measure moudle
EC3415 | 3 | Goniometer |  |  | SH Lab | 86#2F-TCO test lab | I | 2019-04-16 | 2020-04-15 | NIM | Closed | 2005-09-07 |  | USD | 0 | MICROVISION | Goniometer
EC3415 | 4 | Aux stand |  |  | SH Lab | 86#2F-TCO test lab | III | 2006-09-07 | — | ES JH | Closed | 2005-09-07 |  | USD | 0 | MICROVISION | Aux stand
EC3415 | 5 | Pattern generator |  |  | SH Lab | 86#2F-TCO test lab | I | 2016-01-29 | — | SIMT | Out of service | 2005-09-07 | 封存.2017.1.20 | USD | 0 | MICROVISION | Pattern generator
EC3415 | 6 | Spot seeker |  |  | SH Lab | 86#2F-TCO test lab | II | 2019-09-22 | 2020-09-21 | ES AW | Closed | 2005-09-07 |  | USD | 0 | MICROVISION | Spot seeker
EC3415 | 7 | Reflectance stand |  |  | SH Lab | 86#2F-TCO test lab | I | 2018-11-22 | 2020-11-21 | NIM | Closed | 2005-09-07 |  | USD | 0 | MICROVISION | Reflectance stand
EC3415 | 8 | Extended light source |  |  | SH Lab | 86#2F-TCO test lab | III | 2006-09-07 | — | ES JH | Closed | 2005-09-07 |  | USD | 0 | MICROVISION | Extended light source
EC3415 | 9 | Power supply |  |  | SH Lab | 86#2F-TCO test lab | III | 2006-09-07 | — | ES JH | Closed | 2005-09-07 |  | USD | 0 | MICROVISION | Power supply
EC3416 |  | Steel ball |  |  | SH Lab | 86#1F-Garden tools test lab (Ⅰ) | II | 2019-09-22 | 2020-09-21 | ES AW | Closed | 2006-10-13 |  | RMB | 0 | Shanghai Qiangkun | 钢球
EC3417 |  | Steel ball |  |  | SH Lab | 86#2F-Construction test lab(Ⅰ) | II | 2014-10-13 | — | ES LLS | Out of service | 2006-10-13 |  | RMB | 0 | Shanghai Qiangkun | 钢球
EC3418 |  | Tapeline |  |  | SH Lab | 86#2F-Construction test lab(Ⅰ) | III | 2014-11-14 | — | SIMT | Closed | 2006-09-19 | 2015.06.22 | RMB | 22 | Tajima | 卷尺
EC3419 |  | Digital Caliper |  | 6041900 | SH Lab | 86#2F-Construction test lab(Ⅰ) | I |  | — | SIMT | Disposal | 2003-01-01 |  | RMB | 299.52 | Sha Liang-ren Fa. | 电子数显卡尺
EC3420 |  | Digital Caliper |  | 6041860 | SH Lab | 86#2F-Construction test lab(Ⅰ) | I | 2008-09-04 | — | SIMT | Disposal | 2006-09-15 |  | RMB | 300 | Sha Liang-ren Fa. | 电子数显卡尺
EC3421 |  | Digital Caliper |  | 6041855 | SH Lab | 86#2F-Construction test lab(Ⅰ) | I | 2009-09-03 | — | SIMT | Disposal | 2006-09-15 |  | RMB | 300 | Sha Liang-ren Fa. | 电子数显卡尺
EC3422 |  | Surge tester |  | 994 | SH Lab | 86#4F-Multimedia test lab | I | 2014-08-06 | — | SIMT | Disposal | 2006-10-08 | 2015.08.28封存 | RMB | 40000 | 上海耀星科技有限公司 | 冲击电压试验仪
EC3423 |  | High voltage meter |  |  | SH Lab | 86#4F-Multimedia test lab | I | 2016-09-06 | — | SIMT | Disposal | 2006-09-25 | 封存2017.9.12 | RMB | 6980 | PINTEK | 高压测试仪
EC3424 |  | Pulse sound and vibration analyzer |  |  | SH Lab | 86#2F-Construction test lab(Ⅰ) | III | 2006-09-18 | — | SIMT | Closed | 2007-06-14 | 该套设备均由各子设备组成 | USD | 32887.9 | BRUEL & KJAER | 声学/振动分析仪
EC3424 | 1 | Pulse data acquisition unit |  | 2539120 | SH Lab | 86#2F-Construction test lab(Ⅰ) | I | 2019-11-18 | 2020-11-17 | SIMT | Closed | 2007-06-14 |  | USD | 0 | BRUEL & KJAER | Pulse data acquisition unit
EC3424 | 10 | Microphone Preamplifier |  |  | SH Lab | 86#1F-Tools & machinery test lab | I | 2019-06-25 | 2020-06-24 | SIMT | Closed | 2009-06-15 15:24 |  | EUR | 649 |  | 麦克风前置放大器
EC3424 | 11 | Pulse data acquisition | 4189 | 2877006 | GT | 86#1F-Tools & machinery test lab | I | 2015-06-17 | — | SIMT | Disposal | 2013-11-04 14:33 |  | RMB | 15026 | BRUEL & KJAER | 噪音传感器（麦克风）
EC3424 | 2 | Miniature triaxial piezoelectric IEPE accelerometer(15g) |  | 30006 | SH Lab | 86#2F-Construction test lab(Ⅰ) | I | 2006-10-13 | — | SIMT | Out of service | 2003-01-01 |  | RMB | 0 |  | Miniature triaxial piezoelectric IEPE accelerometer(15g)
EC3424 | 3 | Free-field microphone |  | 2543040 | SH Lab | 86#2F-Construction test lab(Ⅰ) | I | 2007-12-28 | — | SIMT | Disposal | 2003-01-01 |  | RMB | 0 |  | Free-field microphone
EC3424 | 4 | Sound calibrator |  | 2545700 | SH Lab | 86#2F-Construction test lab(Ⅰ) | I | 2018-12-28 | 2019-12-27 | SIMT | Calibrating | 2007-06-14 |  | USD | 0 | BRUEL & KJAER | Sound calibrator
EC3424 | 5 | Accelerometer calibrator |  | 2548780 | SH Lab | 86#2F-Construction test lab(Ⅰ) | I | 2019-11-19 | 2020-11-18 | SIMT | Closed | 2007-06-14 |  | USD | 0 | BRUEL & KJAER | Accelerometer calibrator
EC3424 | 6 | Pre-amplifier |  | 22135 | SH Lab | 86#2F-Construction test lab(Ⅰ) | I | 2008-09-24 | — | SIMT | Disposal | 2003-01-01 |  | RMB | 0 |  | 前置放大器
EC3424 | 7 | Accelerometer(5g) |  | 52910 | SH Lab | 86#2F-Construction test lab(Ⅰ) | I | 2019-01-17 | 2020-04-16 | JSMI | Calibrating | 2007-06-14 |  | USD | 1931 | BRUEL & KJAER | 加速计
EC3424 | 8 | Micropone |  |  | SH Lab | 86#2F-2F Power distribution room | I | 2011-06-02 | — | SIMT | Disposal | 2008-10-24 13:43 |  | EUR | 1032 |  | 麦克风 话筒
EC3424 | 9 | Acceleration Meter |  |  | SH Lab | 86#2F-2F Power distribution room | I | 2019-11-19 | 2020-11-18 | JSMI | Closed | 2008-10-24 13:43 |  | EUR | 1264 |  | 加速度传感器
EC3425 |  | Aperture stop |  |  | SH Lab | 86#2F-TCO test lab | III | 2006-09-21 | — | ES JH | Closed | 2006-09-21 |  | RMB | 380 |  | 可变光阑
EC3426 |  | Digital power meter |  | 91F920512 | SH Lab | 86#4F-Multimedia test lab | I | 2019-11-29 | 2020-11-28 | JSMI | Closed | 2006-10-13 | WTViewer Version 5.01 | RMB | 17914 | YOKOGAWA | 数字功率表
EC3427 |  | Steel ball |  |  | SH Lab | 51#7F-PPT test lab | II | 2019-09-28 | 2020-09-27 | EC JZ | Closed | 2006-09-28 |  | RMB | 0 | Shanghai Qiangkun | 钢球
EC3428 |  | Programmable AC source |  | 64300600 | SH Lab | 86#2F-TCO test lab | I | 2019-07-04 | 2020-07-03 | SQI | Closed | 2006-10-10 |  | USD | 7400 | Chroma | 可编程交流电源
EC3429 | 1 | SE Gauges | SE1 |  | SH Lab | 85#5F-Gauge room | II | 2019-03-21 | 2020-03-20 | EC JZ | Closed | 2007-03-21 |  | RMB | 0 | Shanghai Qiangkun | SE Gauges
EC3429 | 10 | SE Gauges | SE7 |  | SH Lab | 85#5F-Gauge room | II | 2019-03-21 | 2020-03-20 | EC JZ | Closed | 2007-03-21 |  | RMB | 0 | Shanghai Qiangkun | SE Gauges
EC3429 | 11 | SE Gauges | SE7 |  | SH Lab | 85#5F-Gauge room | II | 2019-03-21 | 2020-03-20 | EC JZ | Closed | 2007-03-21 |  | RMB | 0 | Shanghai Qiangkun | SE Gauges
EC3429 | 12 | SE Gauges | SE7 |  | SH Lab | 85#5F-Gauge room | II | 2019-03-21 | 2020-03-20 | EC JZ | Closed | 2007-03-21 |  | RMB | 0 | Shanghai Qiangkun | SE Gauges
EC3429 | 13 | SE Gauges | SE7 |  | SH Lab | 85#5F-Gauge room | II | 2019-03-21 | 2020-03-20 | EC JZ | Closed | 2007-03-21 |  | RMB | 0 | Shanghai Qiangkun | SE Gauges
EC3429 | 14 | SE Gauges | SE8 |  | SH Lab | 85#5F-Gauge room | II | 2019-03-21 | 2020-03-20 | EC JZ | Closed | 2007-03-21 |  | RMB | 0 | Shanghai Qiangkun | SE Gauges
EC3429 | 15 | SE Gauges | SE9 A |  | SH Lab | 85#5F-Gauge room | II | 2019-03-21 | 2020-03-20 | EC JZ | Closed | 2007-03-21 |  | RMB | 0 | Shanghai Qiangkun | SE Gauges
EC3429 | 16 | SE Gauges | SE9 A |  | SH Lab | 85#5F-Gauge room | II | 2015-03-21 | — | ES HG | Out of service | 2007-03-21 |  | RMB | 0 | Shanghai Qiangkun | SE Gauges
EC3429 | 17 | SE Gauges | SE9 B |  | SH Lab | 85#5F-Gauge room | II | 2019-03-21 | 2020-03-20 | EC JZ | Closed | 2007-03-21 |  | RMB | 0 | Shanghai Qiangkun | SE Gauges
EC3429 | 18 | SE Gauges | SE9 B |  | SH Lab | 85#5F-Gauge room | II | 2019-03-21 | 2020-03-20 | EC JZ | Closed | 2007-03-21 |  | RMB | 0 | Shanghai Qiangkun | SE Gauges
EC3429 | 19 | SE Gauges | SE10 |  | SH Lab | 85#5F-Gauge room | II | 2019-03-21 | 2020-03-20 | EC JZ | Closed | 2007-03-21 |  | RMB | 0 | Shanghai Qiangkun | SE Gauges
EC3429 | 2 | SE Gauges | SE1 |  | SH Lab | 85#5F-Gauge room | II | 2019-03-21 | 2020-03-20 | EC JZ | Closed | 2007-03-21 |  | RMB | 0 | Shanghai Qiangkun | SE Gauges
EC3429 | 20 | SE Gauges | SE10 |  | SH Lab | 85#5F-Gauge room | II | 2019-03-21 | 2020-03-20 | EC JZ | Closed | 2007-03-21 |  | RMB | 0 | Shanghai Qiangkun | SE Gauges
EC3429 | 21 | SE Gauges | SE11 |  | SH Lab | 85#5F-Gauge room | II | 2019-03-21 | 2020-03-20 | EC JZ | Closed | 2007-03-21 |  | RMB | 0 | Shanghai Qiangkun | SE Gauges
EC3429 | 22 | SE Gauges | SE12 |  | SH Lab | 85#5F-Gauge room | II | 2019-03-21 | 2020-03-20 | EC JZ | Closed | 2007-03-21 |  | RMB | 0 | Shanghai Qiangkun | SE Gauges
EC3429 | 23 | SE Gauges | SE13 |  | SH Lab | 85#5F-Gauge room | II | 2019-03-21 | 2020-03-20 | EC JZ | Closed | 2007-03-21 |  | RMB | 0 | Shanghai Qiangkun | SE Gauges
EC3429 | 24 | SE Gauges | SE16 |  | SH Lab | 85#5F-Gauge room | II | 2019-03-21 | 2020-03-20 | EC JZ | Closed | 2007-03-21 |  | RMB | 0 | Shanghai Qiangkun | SE Gauges
EC3429 | 25 | SE Gauges | SE18 |  | SH Lab | 85#5F-Gauge room | II | 2016-03-21 | — | EC JZ | Can not be found | 2007-03-21 |  | RMB | 0 | Shanghai Qiangkun | SE Gauges
EC3429 | 26 | SE Gauges | SE19 A |  | SH Lab | 85#5F-Gauge room | II | 2019-03-21 | 2020-03-20 | EC JZ | Closed | 2007-03-21 |  | RMB | 0 | Shanghai Qiangkun | SE Gauges
EC3429 | 27 | SE Gauges | SE19 A |  | SH Lab | 85#5F-Gauge room | II | 2019-03-21 | 2020-03-20 | EC JZ | Closed | 2007-03-21 |  | RMB | 0 | Shanghai Qiangkun | SE Gauges
EC3429 | 28 | SE Gauges | SE19 a |  | SH Lab | 85#5F-Gauge room | II | 2019-03-21 | 2020-03-20 | EC JZ | Closed | 2007-03-21 |  | RMB | 0 | Shanghai Qiangkun | SE Gauges
EC3429 | 29 | SE Gauges | SE21 |  | SH Lab | 85#5F-Gauge room | II | 2019-03-21 | 2020-03-20 | EC JZ | Closed | 2007-03-21 |  | RMB | 0 | Shanghai Qiangkun | SE Gauges
EC3429 | 3 | SE Gauges | SE2 |  | SH Lab | 85#5F-Gauge room | II | 2015-03-21 | — | ES HG | Out of service | 2007-03-21 |  | RMB | 0 | Shanghai Qiangkun | SE Gauges
EC3429 | 30 | SE Gauges | SE24 |  | SH Lab | 85#5F-Gauge room | II | 2019-03-21 | 2020-03-20 | EC JZ | Closed | 2007-03-21 |  | RMB | 0 | Shanghai Qiangkun | SE Gauges
EC3429 | 31 | SE Gauges | SE26 |  | SH Lab | 85#5F-Gauge room | II | 2019-03-21 | 2020-03-20 | EC JZ | Closed | 2007-03-21 |  | RMB | 0 | Shanghai Qiangkun | SE Gauges
EC3429 | 32 | SE Gauges | SE2 |  | SH Lab | 85#5F-Gauge room | II | 2019-03-21 | 2020-03-20 | EC JZ | Closed | 2007-03-21 |  | RMB | 0 | Shanghai Qiangkun | SE Gauges
EC3429 | 33 | SE Gauges | SE2 |  | SH Lab | 85#5F-Gauge room | II | 2019-03-21 | 2020-03-20 | EC JZ | Closed | 2007-03-21 |  | RMB | 0 | Shanghai Qiangkun | SE Gauges
EC3429 | 34 | SE Gauges | SE2 |  | SH Lab | 85#5F-Gauge room | II | 2019-03-21 | 2020-03-20 | EC JZ | Closed | 2007-03-21 |  | RMB | 0 | Shanghai Qiangkun | SE Gauges
EC3429 | 35 | SE Gauges | SE11 |  | SH Lab | 85#5F-Gauge room | II | 2019-03-21 | 2020-03-20 | EC JZ | Closed | 2007-03-21 |  | RMB | 0 | Shanghai Qiangkun | SE Gauges
EC3429 | 36 | SE Gauges | SE23 |  | SH Lab | 85#5F-Gauge room | III | 2007-05-18 | — | ES LWF | Closed | 2007-03-21 |  | RMB | 0 | Shanghai Qiangkun | SE Gauges
EC3429 | 4 | SE Gauges | SE2 |  | SH Lab | 85#5F-Gauge room | II | 2015-03-21 | — | ES HG | Out of service | 2007-03-21 |  | RMB | 0 | Shanghai Qiangkun | SE Gauges
EC3429 | 5 | SE Gauges | SE2 |  | SH Lab | 85#5F-Gauge room | II | 2019-03-21 | 2020-03-20 | EC JZ | Closed | 2007-03-21 |  | RMB | 0 | Shanghai Qiangkun | SE Gauges
EC3429 | 6 | SE Gauges | SE3 |  | SH Lab | 85#5F-Gauge room | II | 2019-03-21 | 2020-03-20 | EC JZ | Closed | 2007-03-21 |  | RMB | 0 | Shanghai Qiangkun | SE Gauges
EC3429 | 7 | SE Gauges | SE4 |  | SH Lab | 85#5F-Gauge room | II | 2019-03-21 | 2020-03-20 | EC JZ | Closed | 2007-03-21 |  | RMB | 0 | Shanghai Qiangkun | SE Gauges
EC3429 | 8 | SE Gauges | SE6 |  | SH Lab | 85#5F-Gauge room | II | 2019-03-21 | 2020-03-20 | EC JZ | Closed | 2007-03-21 |  | RMB | 0 | Shanghai Qiangkun | SE Gauges
EC3429 | 9 | SE Gauges | SE6 |  | SH Lab | 85#5F-Gauge room | II | 2019-03-21 | 2020-03-20 | EC JZ | Closed | 2007-03-21 |  | RMB | 0 | Shanghai Qiangkun | SE Gauges
EC3430 |  | DC Analog Current Meter |  |  | SH Lab | 86#4F-Multimedia test lab | II | 2019-10-20 | 2020-10-19 | EC JK | Closed | 2006-10-18 |  | RMB | 3340 | YOKOGAWA | DC Analog Current Meter
EC3431 |  | Plastic cylinder |  |  | SH Lab | 86#2F-TCO test lab | II | 2019-09-29 | 2020-09-28 | ES AW | Closed | 2006-09-29 |  | RMB | 150 | Shanghai Qiangkun | Plastic cylinder
EC3432 |  | Plastic cylinder |  |  | SH Lab | 86#2F-TCO test lab | II | 2019-09-29 | 2020-09-28 | ES AW | Closed | 2006-09-29 |  | RMB | 150 | Shanghai Qiangkun | Plastic cylinder
EC3433 |  | Power supply switch box |  |  | SH Lab | 86#2F-TCO test lab | III | 2006-10-16 | — | ES JH | Closed | 2006-10-16 |  | RMB | 0 | ETL SEMKO Shanghai | 电源开关盒
EC3434 |  | Magnetic field meter |  | 102 | SH Lab | 86#2F-TCO test lab | I | 2019-10-11 | 2020-10-10 | NIM | Closed | 2006-11-10 |  | EUR | 13500 | Combinova | 磁场强度计
EC3435 |  | Electric field meter |  | 429 | SH Lab | 86#2F-TCO test lab | I | 2019-05-17 | 2020-05-16 | SCM | Closed | 2006-10-19 |  | EUR | 11800 | Combinova | 电场强度计
EC3435 | 1 | Circular probe |  |  | SH Lab | 86#2F-TCO test lab | I | 2009-01-14 | — | SIMT | Out of service | 2006-10-19 |  | RMB | 0 | Combinova | Circular probe
EC3435 | 2 | Square probe |  |  | SH Lab | 86#2F-TCO test lab | I | 2009-01-14 | — | SIMT | Out of service | 2006-10-19 |  | RMB | 0 | Combinova | Square probe
EC3435 | 3 | Distance measurement tool |  |  | SH Lab | 86#2F-TCO test lab | III | 2006-10-19 | — | ES JH | Closed | 2006-10-19 |  | RMB | 0 | Combinova | Distance measurement tool
EC3435 | 4 | straight steel ruler |  |  | SH Lab | 86#2F-TCO test lab | III | 2015-03-24 | — | SIMT | Closed |  | 2015.06.22 | EUR | 11800 |  | 钢直尺
EC3435 | 5 | straight steel ruler |  |  | SH Lab | 86#2F-TCO test lab | III | 2015-03-24 | — | SIMT | Closed |  | 2015.06.22 | EUR | 11800 |  | 钢直尺
EC3435 | 6 | straight steel ruler |  |  | SH Lab | 86#2F-TCO test lab | III | 2015-03-24 | — | SIMT | Closed |  | 2015.06.22 | EUR | 11800 |  | 钢直尺
EC3435 | 7 | straight steel ruler |  |  | SH Lab | 86#2F-TCO test lab | III | 2015-03-24 | — | SIMT | Closed |  | 2015.06.22 | EUR | 11800 |  | 钢直尺
EC3436 |  | Gloss meter |  |  | SH Lab | 86#2F-TCO test lab | I | 2010-07-27 | — | NIM | Disposal | 2006-11-13 |  | RMB | 0 |  | 光泽度计
EC3436 | 1 | Gloss standard |  |  | SH Lab | 86#2F-TCO test lab | III | 2008-02-16 | — | ES JH | Closed | 2006-11-13 |  | RMB | 0 |  | Gloss standard
EC3437 |  | Steel plate |  |  | SH Lab |  | III | 2006-09-29 | — | ES JH | Closed | 2006-11-29 |  | RMB | 0 | 上海一盾 | 刚性长板块
EC3438 |  | Chain-saw brake time tester |  |  | SH Lab | 86#1F-Garden tools test lab (Ⅰ) | II |  | — | ES JH | Disposal | 2007-08-15 |  | RMB | 0 |  | Chain-saw brake time tester
EC3439 |  | Right angle ruler |  |  | SH Lab | 86#2F-TCO test lab | II | 2019-11-20 | 2020-11-19 | ES AW | Closed | 2006-11-20 |  | RMB | 0 |  | Right angle ruler
EC3440 |  | Stopwatch |  |  | SH Lab | 86#2F-TCO test lab | I | 2019-11-21 | 2020-11-20 | JSMI | Closed | 2006-10-31 |  | RMB | 148 | 上海秒表厂 | 秒表
EC3441 |  | Temperature and Humidity Recorder |  | 609071 | SH Lab | 86#2F-TCO test lab | I | 2019-12-23 | 2020-12-22 | JSMI | Closed | 2006-11-09 |  | RMB | 1790 | Shanghai Meteorology Instrument Factory | 温湿度记录仪
EC3442 |  | Temperature and Humidity Recorder |  | 609120 | SH Lab | 86#2F-TCO test lab | I | 2020-01-06 | 2021-01-05 | JSMI | Closed | 2006-11-09 |  | RMB | 1790 | Shanghai Meteorology Instrument Factory | 温湿度记录仪
EC3443 |  | Lawn mover high speed motor |  | 312 | SH Lab | 86#1F-Washing M/C test lab | III | 2006-10-08 | — | ES JH | Out of service | 2007-03-15 |  | RMB | 24500 | 上海晶苓工贸 | 打草机高速马达
EC3443 | 1 | Electronic tachometer |  | 312 | SH Lab | 86#1F-Washing M/C test lab | I | 2016-12-26 | — | SIMT | Repairing | 2007-03-15 |  | RMB | 0 | 上海神模电气有限公司 | 电子计数式转速表
EC3444 |  | Gauges |  |  | SH Lab | 85#5F-Gauge room | II | 2020-01-04 | 2021-01-03 | ES AW | Closed | 2006-06-08 |  | RMB | 0 |  | 量规（57个）
EC3445 |  | Lens |  |  | SH Lab | 86#2F-TCO test lab | III | 2006-08-23 | — | ES JH | Closed | 2003-01-01 |  | RMB | 6000 | NEWPORT | 透镜
EC3446 |  | Adjustable capacitor box |  |  | SH Lab | 86#2F-Power supply test lab | III | 2006-10-16 | — | ES JH | Closed | 2006-10-16 |  | RMB | 0 | ETL SEMKO Shanghai | 可调电容盒
EC3447 |  | Spring hammer |  |  | SH Lab | 86#1F-Tools & machinery test lab | II | 2020-02-08 | 2020-05-07 | EC JK | Closed | 2006-12-14 |  | RMB | 0 |  | 冲击锤
EC3448 |  | Spring hammer |  |  | SH Lab | 86#2F-Construction test lab(Ⅰ) | I | 2019-02-23 | 2020-02-22 | STIEA | Calibrating | 2006-12-14 |  | RMB | 0 |  | 冲击锤
EC3449 |  | Oscilloscope |  | B041652 | SH Lab | 86#1F-Tools & machinery test lab | I | 2019-11-06 | 2020-11-05 | JSMI | Closed | 2006-10-24 |  | RMB | 34000 | Tektronix | 示波器
EC3450 |  | Steel plate |  |  | SH Lab | 85#5F-ACCE & LUM test lab | II | 2019-01-23 | — | EC JZ | Can not be found | 2003-01-01 |  | RMB | 3400 | Shanghai Qiangkun | 测试钢板
EC3451 |  | Digital Micrometer |  | 60789944 | SH Lab | 51#7F-LUM test lab | I | 2019-04-26 | — | JSMI | Disposal | 2006-11-02 |  | RMB | 0 |  | Digital Micrometer
EC3452 |  | Leakage current filter |  |  | SH Lab | 86#2F-Power supply test lab | I | 2007-10-18 | — | SIMT | Damaged | 2003-01-01 |  | RMB | 0 | ETL SEMKO Shanghai | 泄漏电流测试盒
EC3453 |  | Leakage current filter |  |  | SH Lab | 86#2F-Construction test lab(Ⅰ) | I | 2006-10-20 | 2007-10-19 | SIMT | Calibrating | 2006-11-17 |  | RMB | 0 |  | Leakage current filter
EC3454 |  | Leakage current filter |  |  |  |  | I |  | — | SIMT | Disposal | 2003-01-01 | Send to ITS GZ, 2006-12-13 | RMB | 0 |  | Leakage current filter
EC3455 |  | Variable Transformer |  |  | SH Lab | 86#4F-EMC test lab | III | 2006-10-23 | — | ES JH | Closed | 2006-10-27 |  | RMB | 0 | 上海桑科 | 调压器
EC3456 |  | Variable Transformer |  |  | SH Lab | 86#4F-EMC test lab | III | 2006-10-23 | — | ES JH | Closed | 2006-10-27 |  | RMB | 0 | 上海桑科 | 调压器
EC3457 |  | Variable Transformer |  |  | SH Lab | 85#5F-ACCE & LUM test lab | III | 2006-10-23 | — | ES JH | Closed | 2006-10-27 |  | RMB | 0 | 上海桑科 | 调压器
EC3458 |  | AC Frequency Converter |  |  | SH Lab | 86#2F-TCO test lab | III | 2006-10-23 | — | ES JH | Closed | 2006-10-24 |  | RMB | 23800 | APC | 变频电源
EC3459 |  | Stopwatch |  |  | SH Lab | 86#2F-Construction test lab(Ⅰ) | I | 2008-10-24 | — | SIMT | Disposal | 2006-10-31 |  | RMB | 148 | 上海秒表厂 | 秒表
EC3460 |  | Magnetic induction tachometer |  |  | SH Lab | 86#2F-Construction test lab(Ⅰ) | I |  | — | JSMI | Disposal | 2003-01-01 |  | RMB | 3300 | ONO SOKKI | 磁感应转速表
EC3461 |  | Torque wrench |  |  | SH Lab | 85#5F-Gauge room | I | 2019-08-09 | 2020-08-08 | JSMI | Closed | 2006-11-02 |  | RMB | 2250 | 奎德龙 | 扭力扳手
EC3462 |  | Start current measurement apparatus |  |  | SH Lab | 86#2F-Construction test lab(Ⅰ) | III | 2006-10-30 | — | ES JH | Closed | 2006-11-01 |  | RMB | 0 | ETL SEMKO Shanghai | 启动电流测试设备
EC3463 |  | Discharge tester for protection impedance |  |  | SH Lab | 86#3F-Home appliance test lab | II | 2019-04-03 | 2020-04-02 | EC JZ | Closed | 2007-08-03 |  | RMB | 0 | ETL SEMKO Shanghai | 保护阻抗放电量测试装置
EC3464 |  | Leakage current filter |  |  | SH Lab | 86#2F-Construction test lab(Ⅰ) | III | 2006-10-30 | — | SIMT | Closed | 2006-11-20 |  | RMB | 0 | ETL SEMKO Shanghai | 欧标冷态泄漏电流测量仪
EC3465 |  | Leakage current filter |  |  | XM Lab | Xiamen test lab | III | 2006-10-30 | — | ES JH | Closed | 2003-01-01 |  | RMB | 0 | ETL SEMKO Shanghai | 潮态漏电流测试盒
EC3466 |  | BS Gauges |  |  | SH ACCE | 85#5F-Gauge room | II | 2019-12-04 | 2020-12-03 | EC JZ | Closed | 2007-01-26 |  | RMB | 16480 | 上海强坤 | BS 量规
EC3467 |  | Variable Transformer |  |  | SH Lab | 85#5F-ACCE & LUM test lab | III | 2006-11-03 | — | ES JH | Closed | 2006-11-27 |  | RMB | 0 |  | 调压器
EC3468 |  | Variable Transformer |  |  | SH Lab | 51#7F-PPT test lab | III | 2006-11-03 | — | ES JH | Closed | 2006-11-27 |  | RMB | 0 |  | 调压器
EC3469 |  | Temperature and Humidity Recorder |  | 609127 | SH Lab | 86#1F-Garden tools test lab (Ⅰ) | I | 2018-06-19 | — | JSMI | Disposal | 2006-11-09 |  | RMB | 1790 | Shanghai Meteorology Instrument Factory | 温湿度记录仪
EC3470 |  | Tapeline |  |  | QD | Qindao test lab | III | 2014-12-23 | — | SIMT | Closed | 2005-12-26 |  | RMB | 0 | Tajima | 卷尺
EC3471 |  | Digital Caliper |  | 6080870 | QD |  | I | 2020-01-13 | 2021-01-12 | GRGT | Closed | 2006-12-16 |  | RMB | 0 | Sha Liang-ren Fa. | 电子数显卡尺
EC3472 | 1 | Gauge |  |  | SH Lab | 86#2F-TCO test lab | II | 2019-11-17 | 2020-11-16 | EC JK | Closed | 2006-11-09 |  | RMB | 0 | Shanghai Qiangkun | Gauge
EC3472 | 2 | Gauge |  |  | SH Lab | 86#2F-TCO test lab | II | 2019-11-17 | 2020-11-16 | EC JK | Closed | 2006-11-09 |  | RMB | 0 | Shanghai Qiangkun | Gauge
EC3472 | 3 | Gauge |  |  | SH Lab | 86#2F-TCO test lab | II | 2019-11-17 | 2020-11-16 | EC JK | Closed | 2006-11-09 |  | RMB | 0 | Shanghai Qiangkun | Gauge
EC3472 | 4 | Gauge |  |  | SH Lab | 86#2F-TCO test lab | II | 2019-11-17 | 2020-11-16 | EC JK | Closed | 2006-11-09 |  | RMB | 0 | Shanghai Qiangkun | Gauge
EC3472 | 5 | Gauge |  |  | SH Lab | 86#2F-TCO test lab | II | 2019-11-17 | 2020-11-16 | EC JK | Closed | 2006-11-09 |  | RMB | 0 | Shanghai Qiangkun | Gauge
EC3472 | 6 | Gauge |  |  | SH Lab | 86#2F-TCO test lab | II | 2019-11-17 | 2020-11-16 | EC JK | Closed | 2006-11-09 |  | RMB | 0 | Shanghai Qiangkun | Gauge
EC3473 |  | Test plug for temperature rise |  |  | SH Lab | 85#5F-ACCE & LUM test lab | II | 2010-08-20 | — | ES LWF | Disposal | 2003-01-01 |  | RMB | 900 | 上海强坤 | 温升用插头
EC3474 | 1 | Steel plate |  |  | SH Lab | 86#2F-TCO test lab | III | 2006-11-20 | — | ES JH | Closed | 2006-11-20 |  | RMB | 0 | Shanghai Qiangkun | Steel plate
EC3474 | 2 | Gauge |  |  | SH Lab | 86#2F-TCO test lab | II | 2019-11-17 | 2020-11-16 | EC JK | Closed | 2006-11-20 |  | RMB | 0 | Shanghai Qiangkun | Gauge
EC3474 | 3 | Gauge |  |  | SH Lab | 86#2F-TCO test lab | II | 2019-11-17 | 2020-11-16 | EC JK | Closed | 2006-11-20 |  | RMB | 0 | Shanghai Qiangkun | Gauge
EC3474 | 4 | Gauge |  |  | SH Lab | 86#2F-TCO test lab | II | 2019-11-17 | 2020-11-16 | EC JK | Closed | 2006-11-20 |  | RMB | 0 | Shanghai Qiangkun | Gauge
EC3475 |  | Dummy load |  |  | SH Lab | 86#2F-TCO test lab | III | 2006-11-20 | — | ES JH | Closed | 2006-11-22 |  | RMB | 0 | ETL SEMKO Shanghai | Dummy load
EC3476 |  | Power supply box |  |  | SH Lab | 86#2F-TCO test lab | III | 2006-11-20 | — | ES JH | Closed | 2006-11-22 |  | RMB | 0 | ETL SEMKO Shanghai | Power supply box
EC3477 |  | Capillary tube |  |  | SH Lab | 86#3F-Construction test lab (Ⅱ) | III |  | — | ES JH | Closed | 2003-01-01 |  | RMB | 0 |  | Capillary tube
EC3478 |  | Gas bottle |  |  | SH Lab | 86#3F-Construction test lab (Ⅱ) | III |  | — | ES JH | Closed | 2003-01-01 |  | RMB | 0 |  | 致冷剂灌装容器
EC3479 |  | Stopwatch |  |  | QD | Qindao test lab | I | 2019-03-14 | 2020-03-13 | GRGT | Calibrating | 2006-01-19 |  | RMB | 0 | 上海手表五厂 | 秒表
EC3480 |  | Temperature and Humidity Recorder |  | 609012 | CN FAC | 86#4F-Calibration room | I | 2014-11-19 | — | SQI | Disposal | 2006-12-19 |  | RMB | 1790 | Shanghai Meteorology Instrument Factory | 温湿度记录仪
EC3481 |  | Temperature and Humidity Recorder |  | 609126 | CN FAC | 86#4F-Calibration room | I | 2020-01-06 | 2021-01-05 | JSMI | Closed | 2006-12-19 |  | RMB | 1790 | Shanghai Meteorology Instrument Factory | 温湿度记录仪
EC3482 |  | Electronic load |  |  | SH Lab | 86#2F-Power supply test lab | I | 2014-09-10 | — | SIMT | Out of service | 2007-01-11 | 封存 | RMB | 60000 | 科电 | 电子负载
EC3483 |  | Slide-Wire Resistor |  |  | SH Lab | 86#4F-EMC test lab | III | 2006-11-27 | — | ES JH | Closed | 2006-11-23 |  | RMB | 0 | 上海胜新 | 滑线变阻器
EC3484 |  | TE test circuit |  |  | SH Lab | 86#4F-EMC test lab | III | 2006-11-27 | — | ES JH | Closed | 2006-11-27 |  | RMB | 0 |  | TE测试电路
EC3485 |  | Insulation resistance meter |  | 30759 | QD | Qindao test lab | I | 2019-03-14 | 2020-03-13 | GRGT | Calibrating | 2006-12-28 |  | RMB | 0 | 上海远中电子仪器厂 | 绝缘电阻表
EC3486 |  | Clamp meter | 312 | 92710020 | SH Lab | 86#4F-EMC test lab | I | 2019-01-03 | 2020-01-02 | SIMT | Calibrating | 2006-12-28 |  | RMB | 0 | FLUKE | 钳形电表
EC3487 |  | Infrared thermometer | 62 | 6070324 | QD | Qindao test lab | I | 2020-01-16 | 2021-01-15 | GRGT | Closed | 2006-12-28 |  | RMB | 0 | FLUKE | 红外温度计
EC3488 |  | Torque spanner |  |  | QD | Qindao test lab | I | 2020-01-13 | 2021-01-12 | GRGT | Closed | 2006-12-26 |  | RMB | 0 |  | Torque spanner
EC3489 |  | Sealed box |  |  | SH Lab | 85#5F-Battery test lab | III | 2007-04-12 | — | ES JH | Closed | 2007-04-19 |  | RMB | 0 | 上海阿法帕 | 真空箱
EC3489 | 1 | Vacuum meter |  |  | SH Lab | 86#2F-Power supply test lab | I | 2019-06-17 | 2020-06-16 | SIMT | Closed | 2007-04-19 |  | RMB | 0 | SMC | 数字压力计
EC3490 |  | DC Power Calibrator |  | 20061010 | CN FAC | 86#4F-Calibration room | I | 2019-06-05 | 2020-06-04 | SIMT | Closed | 2006-11-29 |  | RMB | 19900 | 上海迪一仪表有限公司 | 直流功率校准仪
EC3491 |  | AC Power Calibrator |  | 20061011 | CN FAC | 86#4F-Calibration room | I | 2016-05-31 | — | SIMT | Out of service | 2006-11-29 |  | RMB | 29900 | 上海迪一仪表有限公司 | 交流功率校准仪
EC3492 |  | Spring hammer |  |  | QD | Qindao test lab | II | 2015-07-18 | — | ES HG | Out of service | 2006-12-26 | 封存 | RMB | 1380 | 上海壮锦 | 冲击锤
EC3493 |  | Endurance & life tester |  |  | SH Lab | 86#1F-Endurance test lab | III | 2015-07-23 | — | ES JH | Closed | 2006-12-18 |  | RMB | 35000 | 上海松宝 | 电机空载耐久测试系统
EC3493 | 1 | Power meter |  |  | SH Lab | 86#1F-Endurance test lab | II | 2019-10-31 | 2020-10-30 | EC JK | Closed | 2006-12-18 |  | RMB | 0 |  | Power meter
EC3493 | 2 | Power meter |  |  | SH Lab | 86#1F-Endurance test lab | II | 2019-10-31 | 2020-10-30 | EC JK | Closed | 2006-12-18 |  | RMB | 0 |  | Power meter
EC3493 | 3 | Power meter |  |  | SH Lab | 86#1F-Endurance test lab | II | 2019-10-31 | 2020-10-30 | EC JK | Closed | 2006-12-18 |  | RMB | 0 |  | Power meter
EC3493 | 4 | Power meter |  |  | SH Lab | 86#1F-Endurance test lab | II | 2019-10-31 | 2020-10-30 | EC JK | Closed | 2006-12-18 |  | RMB | 0 |  | Power meter
EC3493 | 5 | Power meter |  |  | SH Lab | 86#1F-Endurance test lab | II | 2019-10-31 | 2020-10-30 | EC JK | Closed | 2006-12-18 |  | RMB | 0 |  | Power meter
EC3493 | 6 | Power meter |  |  | SH Lab | 86#1F-Endurance test lab | II | 2019-10-31 | 2020-10-30 | EC JK | Closed | 2006-12-18 |  | RMB | 0 |  | Power meter
EC3494 |  | EMF Stage |  |  | SH Lab | 86#2F-TCO test lab | III | 2006-12-05 | — | ES JH | Closed | 2006-12-05 |  | RMB | 0 |  | EMF Stage
EC3495 |  | Test plug for temperature rise |  |  | SH Lab | 85#5F-ACCE & LUM test lab | II | 2009-12-11 | — | ES LWF | Disposal | 2007-12-11 |  | RMB | 900 | 富奇凡机电 | 温升用插头
EC3496 |  | Steel ball |  |  | SH Lab | 86#1F-Tools & machinery test lab | II | 2019-12-13 | 2020-12-12 | EC JK | Closed | 2007-12-13 |  | RMB | 0 |  | 钢球
EC3497 |  | Push-pull scale |  |  | QD | Qindao test lab | I | 2020-01-13 | 2021-01-12 | GRGT | Closed | 2006-12-26 |  | RMB | 1998 | IMADA | 推拉力计
EC3498 |  | Test probe PA100A |  |  | QD | Qindao test lab | II | 2020-01-10 | 2021-01-09 | EC JZ | Closed | 2007-01-10 |  | RMB | 3200 | 上海强坤 | 试验探棒
EC3499 |  | Steel plate with fixture |  |  | SH Lab | 86#4F-EMC test lab | III | 2006-07-06 | — | ES JH | Closed | 2003-01-01 | Transfer from HZ (EH1371) | RMB | 950 | 上海伟宏 | 钢板及支架
EC3500 |  | AC Frequency Converter |  |  | HA | Hangzhou test lab | III | 2006-12-21 | — | ES JH | Closed | 2006-12-27 | 该设备目前在杭州英华公司联系人：徐建中0571-28997846 | RMB | 90000 | APC | 变频电源
EC3501 |  | Pendulum |  |  | SH Lab | 86#1F-Environment test lab | II | 2020-01-10 | 2021-01-09 | ES AW | Closed | 2007-01-10 |  | RMB | 0 | 上海强坤 | 摆锤
EC3502 |  | Steel pan |  |  | SH Lab | 86#3F-Construction test lab (Ⅱ) | III | 2006-12-28 | — | ES LWF | Closed | 2006-12-27 |  | RMB | 0 | 上海强坤 | 钢板
EC3503 |  | Steel pan |  |  | SH Lab | 86#3F-Construction test lab (Ⅱ) | III | 2006-12-25 | — | ES LWF | Closed | 2006-12-27 |  | RMB | 0 | 上海强坤 | 钢板
EC3504 |  | Power quality analyzer |  |  | SH Lab | 86#1F-Garden tools test lab (Ⅰ) | I | 2019-04-30 | 2020-04-29 | SIMT | Closed | 2007-02-05 | 80i-110s 电流钳不用，单用i400s电流钳。 | RMB | 22800 | FLUKE | 功率质量分析仪
EC3504 | 1 | AC/DC Current probe |  |  | SH Lab | 86#2F-Construction test lab(Ⅰ) | III | 2007-01-08 | — | ES JH | Closed | 2007-02-05 |  | RMB | 4800 | FLUKE | 交直流电流探头
EC3505 |  | Ambient temperature barrel for test corner |  |  | QD |  | III | 2006-12-26 | — | ES JH | Closed | 2006-12-26 |  | RMB | 0 | Shanghai Qiangkun | 试验角用环境温度测试用小桶
EC3506 |  | Clamp meter | 337 |  | QD | Qindao test lab | I | 2020-01-07 | 2021-01-06 | GRGT | Closed | 2007-01-25 |  | RMB | 2870 | FLUKE | 钳形表
EC3507 |  | Multimeter | 187 | 89200500 | QD | Qindao test lab | II | 2019-09-05 | 2020-09-04 | EC JZ | Closed | 2007-01-25 |  | RMB | 3050 | FLUKE | 万用表
EC3508 |  | Data Acquisition Unit |  |  | QD | Qindao test lab | II | 2018-02-15 | — | ES AW | Disposal | 2006-12-29 | Agilent BenchLink Data Logger 3版本4.2.00 | RMB | 0 | Agilent | 数据采集仪
EC3508 | 1 | Module for Data Acquisition |  |  | QD |  | III | 2006-12-27 | — | ES JH | Closed | 2006-12-29 |  | RMB | 0 | Agilent | 数据采集仪模块
EC3508 | 2 | Module for Data Acquisition |  |  | QD |  | III | 2006-12-27 | — | ES JH | Closed | 2006-12-29 |  | RMB | 0 | Agilent | 数据采集仪模块
EC3509 |  | Oscilloscope |  |  | QD | Qindao test lab | I | 2015-09-01 | — | CEPREI | Disposal | 2007-01-25 |  | RMB | 33000 | Tektronix | 示波器
EC3509 | 1 | AC Current probe |  |  | QD |  | III | 2006-12-27 | — | SIMT | Closed | 2007-01-25 |  | RMB | 4700 | Tektronix | 电流探头
EC3510 |  | Digital Milliohm Meter |  |  | QD | Qindao test lab | I | 2019-01-23 | 2020-04-22 | GRGT | Calibrating | 2007-01-25 |  | RMB | 6800 | GW Instek | 数字毫欧表
EC3511 |  | Leakage Current Filter |  |  | QD | Qindao test lab | I | 2018-02-07 | — | GRGT | Disposal | 2007-01-25 |  | RMB | 0 | ETL SEMKO Shanghai | 泄漏电流测试盒
EC3512 |  | Electronic inclinometer |  |  | QD | Qindao test lab | I | 2019-07-15 | 2020-07-14 | JSMI | Closed | 2007-01-25 |  | RMB | 0 | SOLA | 电子水平角度仪
EC3513 |  | HVAC/R Chamber controller |  |  | SH Lab | 86#3F-Home appliance test lab | I | 2017-02-03 |  | SIMT | Cancel | 2007-04-26 | Transfer to HZ | RMB | 0 |  | HVAC/R Chamber controller
EC3513 | 1 | Data acquisition unit |  | 9046009 | SH Lab | Hangzhou test lab | I | 2019-03-20 | 2020-03-19 | SIMT | Calibrating | 2007-04-26 | Transfer to HZ | RMB | 0 |  | Data acquisition unit
EC3513 | 10 | L-Ruler |  | 58632 | SH Lab | 86#3F-Cooking & HVAC test lab | II | 2018-04-25 | — | ES AW | Can not be found | 2007-04-25 | 封存 2019.4.22 | RMB | 41.59 | 靖江市量具二厂 | 直角尺
EC3513 | 11 | Ruler |  |  | SH Lab | 86#3F-Cooking & HVAC test lab | III | 2017-04-25 | — | ES AW | Closed | 2007-04-25 | Transfer to HZ | RMB | 41.59 | 博大文具有限公司 | 直尺
EC3513 | 12 | Ruler |  |  | SH Lab | 86#3F-Cooking & HVAC test lab | III | 2017-04-25 | — | ES HG | Closed | 2007-04-25 | Transfer to HZ | RMB | 41.59 | 光明量具厂 | 直尺
EC3513 | 13 | Wide Block Square |  |  | SH Lab | 86#3F-Cooking & HVAC test lab | II | 2018-04-25 | — | ES AW | Out of service | 2007-04-25 | 封存2019.4.22 | RMB | 18 |  | 三角尺
EC3513 | 14 | T-Ruler |  |  | SH Lab | 86#3F-Cooking & HVAC test lab | II | 2018-04-25 | — | ES AW | Out of service | 2007-04-25 | 封存2019.4.22 | RMB | 15 | 中图实业公司 | 丁字尺
EC3513 | 15 | L-Ruler |  |  | SH Lab | 86#3F-Cooking & HVAC test lab | II | 2018-04-25 | — | ES AW | Out of service |  | 封存2019.4.22 | RMB | 18 |  | 三角尺
EC3513 | 2 | Digital power meter |  | 91FC23874 | SH Lab | Hangzhou test lab | I | 2016-02-15 | — | SIMT | Out of service | 2007-04-26 | Transfer to HZ | RMB | 0 |  | Digital power meter
EC3513 | 3 | PID Controller |  |  | SH Lab | Hangzhou test lab | III | 2006-12-29 | — | ES JH | Closed | 2007-04-26 | Transfer to HZ | RMB | 0 |  | PID Controller
EC3513 | 4 | PID Controller |  |  | SH Lab | Hangzhou test lab | III | 2006-12-29 | — | ES JH | Closed | 2007-04-26 | Transfer to HZ | RMB | 0 |  | PID Controller
EC3513 | 5 | PID Controller |  |  | SH Lab | Hangzhou test lab | III | 2006-12-29 | — | ES JH | Closed | 2007-04-26 | Transfer to HZ | RMB | 0 |  | PID Controller
EC3513 | 6 | PID Controller |  |  | SH Lab | Hangzhou test lab | III | 2006-12-29 | — | ES JH | Closed | 2007-04-26 | Transfer to HZ | RMB | 0 |  | PID Controller
EC3513 | 7 | Digital caliper |  | 7020380 | SH Lab | 86#3F-Cooking & HVAC test lab | I | 2007-05-31 | — | SIMT | Out of service | 2007-04-26 | Transfer to HZ | RMB | 300 | 上海量具刃具厂 | 游标卡尺
EC3513 | 8 | Tapeline |  |  | SH Lab | 86#3F-Cooking & HVAC test lab | I | 2011-04-20 | — | SIMT | Out of service | 2007-04-26 | Transfer to HZ | RMB | 30 | Tajima | 卷尺
EC3513 | 9 | Tapeline |  |  | SH Lab | 86#3F-Cooking & HVAC test lab | III | 2015-05-22 | — | SIMT | Closed | 2007-04-26 | Transfer to HZ | RMB | 30 | Tajima | 卷尺
EC3514 | 1 | Steel ball |  |  | QD | Qindao test lab | II | 2020-01-10 | 2021-01-09 | EC JK | Closed | 2007-02-01 |  | RMB | 500 | 上海强坤 | 钢球
EC3514 | 2 | Steel ball |  |  | QD | Qindao test lab | II | 2020-01-10 | 2021-01-09 | EC JK | Closed | 2007-01-30 |  | RMB | 0 | 上海强坤 | 钢球
EC3514 | 3 | Steel ball |  |  | QD | Qindao test lab | II | 2015-01-10 | — | ES CZ | Damaged | 2007-01-30 |  | RMB | 0 | 上海强坤 | 钢球
EC3514 | 4 | Steel ball |  |  | QD | Qindao test lab | II | 2015-01-10 | — | ES CZ | Damaged | 2007-01-30 |  | RMB | 0 | 上海强坤 | 钢球
EC3514 | 5 | Steel ball |  |  | QD | Qindao test lab | II | 2020-01-10 | 2021-01-09 | EC JK | Closed | 2007-01-30 |  | RMB | 0 | 上海强坤 | 钢球
EC3514 | 6 | Steel ball |  |  | QD | Qindao test lab | II | 2020-01-10 | 2021-01-09 | EC JK | Closed | 2007-01-30 |  | RMB | 0 | 上海强坤 | 钢球
EC3515 |  | Oscilloscope |  | C011559 | SH Lab | 86#4F-EMC test lab | I | 2019-03-11 | 2020-03-10 | JSMI | Calibrating | 2007-01-28 |  | RMB | 0 | Tektronix | 示波器
EC3515 | 1 | Voltage probe |  |  | SH Lab | 86#4F-EMC test lab | III | 2007-01-10 | — | ES JH | Closed | 2007-01-10 |  | RMB | 0 | Tektronix | 电压探头
EC3515 | 2 | Voltage probe |  |  | SH Lab | 86#4F-EMC test lab | III | 2007-01-10 | — | ES JH | Closed | 2007-01-10 |  | RMB | 0 | Tektronix | 电压探头
EC3515 | 3 | Voltage probe |  |  | SH Lab | 86#4F-EMC test lab | III | 2007-01-10 | — | ES JH | Closed | 2007-01-10 |  | RMB | 0 | Tektronix | 电压探头
EC3515 | 4 | Voltage probe |  |  | SH Lab | 86#4F-EMC test lab | III | 2007-01-10 | — | ES JH | Closed | 2007-01-10 |  | RMB | 0 | Tektronix | 电压探头
EC3515 | 5 | Voltage probe |  |  | SH Lab | 86#4F-EMC test lab | III | 2007-01-10 | — | ES JH | Closed | 2007-01-10 |  | RMB | 0 | Tektronix | 电压探头
EC3515 | 6 | Voltage probe |  |  | SH Lab | 86#4F-EMC test lab | III | 2007-01-10 | — | ES JH | Closed | 2007-01-10 |  | RMB | 0 | Tektronix | 电压探头
EC3516 |  | Leakage Current Filter |  |  | SH Lab | 86#4F-Multimedia test lab | I |  | — | SIMT | Disposal | 2003-01-01 | To customer | RMB | 0 | ETL SEMKO Shanghai | 泄漏电流测试盒
EC3517 |  | Test probe |  |  | QD | Qindao test lab | II | 2020-01-20 | 2021-01-19 | EC JK | Closed | 2007-01-20 |  | RMB | 400 | 上海强坤 | 试验探棒
EC3518 |  | Test probe |  |  | QD | Qindao test lab | II | 2020-01-20 | 2021-01-19 | EC JK | Closed | 2007-01-20 |  | RMB | 600 | 上海强坤 | 试验探棒
EC3519 |  | Test probe |  |  | QD | Qindao test lab | II | 2020-01-20 | 2021-01-19 | EC JK | Closed | 2007-01-20 |  | RMB | 450 | 上海强坤 | 试验探棒
EC3520 |  | Test probe |  |  | QD | Qindao test lab | II | 2020-01-20 | 2021-01-19 | EC JK | Closed | 2007-01-20 |  | RMB | 200 | 上海强坤 | 试验探棒
EC3521 |  | Test probe |  |  | QD | Qindao test lab | II | 2020-01-20 | 2021-01-19 | EC JK | Closed | 2007-01-20 |  | RMB | 400 | 上海强坤 | 试验探棒
EC3522 |  | Test probe |  |  | QD | Qindao test lab | II | 2020-01-20 | 2021-01-19 | EC JK | Closed | 2007-01-20 |  | RMB | 0 |  | 试验探棒
EC3523 |  | Test probe |  |  | QD | Qindao test lab | II | 2020-01-20 | 2021-01-19 | EC JK | Closed | 2007-01-20 |  | RMB | 730 | 上海强坤 | 试验探棒
EC3524 |  | Test probe |  |  | QD | Qindao test lab | II | 2020-02-15 | 2021-02-14 | EC JZ | Closed | 2007-01-20 |  | RMB | 600 | 上海强坤 | 试验探棒
EC3525 |  | Test probe |  |  | QD | Qindao test lab | II | 2020-01-20 | 2021-01-19 | EC JK | Closed | 2007-01-20 |  | RMB | 400 | 上海强坤 | 试验探棒
EC3526 |  | Test probe |  |  | XM Lab | Xiamen test lab | II | 2010-01-20 | — | ES LWF | Disposal | 2007-01-20 |  | RMB | 0 |  | 试验探棒
EC3527 |  | Thermocouple soldering device |  |  | QD | Qindao test lab | III | 2007-01-24 | — | ES JH | Closed | 2007-01-24 |  | RMB | 0 |  | Thermocouple soldering device
EC3528 |  | Starting current testing network |  |  | QD | Qindao test lab | III | 2007-01-24 | — | ES JH | Closed | 2007-01-24 |  | RMB | 0 | ETL SEMKO Shanghai | Starting current testing network
EC3529 |  | Leakage current meter |  |  | QD | Qindao test lab | I | 2019-03-18 | 2020-03-17 | GRGT | Calibrating | 2007-01-24 |  | RMB | 0 | SIMPSOM ELECTRIC COMPANY | Leakage current meter
EC3530 |  | Switch box |  |  | QD | Qindao test lab | III | 2016-01-04 | — | ES JH | Closed | 2007-01-24 |  | RMB | 0 | ETL SEMKO Shanghai | Switch box
EC3531 |  | Leakage current testing network |  |  | QD | Qindao test lab | III | 2007-01-24 | — | ES JH | Closed | 2007-01-24 |  | RMB | 0 |  | Leakage current testing network
EC3532 |  | Residual voltage testing network |  |  | QD | Qindao test lab | II | 2012-01-24 | — | ES AW | Out of service | 2007-01-24 |  | RMB | 0 |  | Residual voltage testing network
EC3533 |  | Multi-product calibrator |  | 9305009 | CN FAC | 86#4F-Calibration room | I | 2019-11-02 | 2020-11-01 | SIMT | Closed | 2007-01-29 |  | RMB | 165669 | FLUKE | 多功能校准源
EC3534 | 1 | Clamping unit |  |  | SH Lab | 85#5F-ACCE & LUM test lab | III | 2008-01-28 | — | ES LWF | Closed | 2007-01-28 |  | RMB | 0 | 上海强坤机械制造有限公司 | Clamping unit
EC3534 | 2 | Clamping unit |  |  | SH Lab | 85#5F-ACCE & LUM test lab | III | 2008-01-28 | — | ES LWF | Closed | 2007-01-28 |  | RMB | 0 | 上海强坤机械制造有限公司 | Clamping unit
EC3535 |  | Medium or fine natural human hair attached wooden rod |  |  | SH Lab | 86#3F-Construction test lab (Ⅱ) | III |  | — | ES JH | Closed | 2003-01-01 |  | RMB | 0 |  | Medium or fine natural human hair attached wooden rod
EC3536 |  | Felt |  |  | SH Lab | 86#3F-Home appliance test lab | III | 2007-01-30 | — | ES JH | Closed | 2007-01-30 |  | RMB | 0 |  | Felt
EC3537 |  | Stopwatch | SJ9-2II | NA | CN FAC | 86#4F-Calibration room | I | 2019-03-14 | 2020-03-13 | JSMI | Calibrating | 2007-02-21 |  | RMB | 130 | 上海手表五厂 | 秒表
EC3538 |  | Test fingernail |  |  | QD | Qindao test lab | II | 2019-08-23 | 2020-08-22 | EC JZ | Closed | 2007-04-11 |  | RMB | 4500 | 清宏工贸 | 试验指甲
EC3539 |  | Test fingernail |  |  | XM Lab | Xiamen test lab | II | 2020-01-29 | 2021-01-28 | EC JZ | Closed | 2007-03-22 |  | RMB | 4500 | 清宏工贸 | 试验指甲
EC3540 |  | Milliohm meter |  | 61225362 | SH Lab | 86#1F-General test lab | I | 2019-07-16 | 2020-07-15 | JSMI | Closed | 2007-02-28 |  | RMB | 17231 | 日置 | 毫欧计
EC3541 |  | Leakage current meter |  |  | XM Lab | Xiamen test lab | I | 2019-01-22 | 2020-01-21 | XRCTT | Calibrating | 2007-01-24 |  | RMB | 0 | 上海气象仪器厂有限公司 | Leakage current meter
EC3542 |  | The measuring apparatus for PT brake-time |  |  | SH Lab | 86#1F-Tools & machinery test lab | III | 2011-06-07 | — | ES JH | Closed | 2007-06-07 |  | RMB | 0 | ETL SEMKO SH | 电动工具制动时间测量设备
EC3543 |  | Steel tube tester for rasentrimmer |  |  | SH Lab | 86#1F-Garden tools test lab (Ⅰ) | II | 2019-03-28 | 2020-03-27 | EC JK | Closed | 2007-03-28 |  | RMB | 34500 | 上海晶苓 | 割灌机钢管试验仪
EC3544 |  | Gas bottle |  |  | SH Lab | 86#3F-Construction test lab (Ⅱ) | III | 2007-02-01 | — | ES JH | Closed | 2007-02-01 |  | RMB | 0 |  | 致冷剂灌装容器
EC3545 |  | Test probe |  |  | CIXI | CIXI test lab | II | 2020-03-05 | 2021-03-04 | EC JZ | Closed | 2007-03-05 |  | RMB | 0 |  | 试验棒
EC3546 |  | Contacts panel |  |  | SH Lab | 86#2F-Power supply test lab | III | 2008-02-25 | — | ES JH | Closed | 2007-02-25 |  | RMB | 0 |  | 刮擦板
EC3547 |  | Electrode endurance test equipment |  | 07WK001、D07-009 | SH Lab | 86#1F-Garden tools test lab (Ⅰ) | III | 2007-03-08 | — | ES JH | Closed | 2007-03-08 |  | RMB | 0 |  | 电机堵转耐久测试装置
EC3547 | 1 | temperature controller | wk-2 | 07WK001 | SH Lab | 86#1F-Tools & machinery test lab | I | 2019-04-18 | 2020-04-17 | STIEA | Closed | 2003-01-01 |  | RMB | 1000 | 松宝 | 温控仪
EC3548 |  | Electrode burning test equipment |  |  | SH Lab | 86#1F-Garden tools test lab (Ⅰ) | III | 2007-03-08 | — | ES JH | Closed | 2007-06-13 |  | RMB | 0 |  | 二类电机转子堵转烧坏测试装置
EC3548 | 2 | Digital ACr meter | 8780 | 870609295 | SH Lab | 86#1F-Tools & machinery test lab | I | 2019-06-20 | 2020-06-19 | JSMI | Closed | 2003-01-01 |  | RMB | 2000 | 青岛青智 | 电参数仪
EC3549 | 1 | Module for Data Acquisition |  |  | SH Lab | 86#1F-Garden tools test lab (Ⅰ) | III | 2007-03-09 | — | ES JH | Closed | 2007-03-09 |  | RMB | 4300 | Agilent | 数据采集仪模块
EC3549 | 2 | Module for Data Acquisition |  |  | SH Lab | 86#1F-Garden tools test lab (Ⅰ) | III | 2007-03-09 | — | ES JH | Closed | 2007-03-09 |  | RMB | 4300 | Agilent | 数据采集仪模块
EC3549 | 3 | Module for Data Acquisition |  |  | SH Lab | 86#1F-Garden tools test lab (Ⅰ) | III | 2007-03-09 | — | ES JH | Closed | 2007-03-09 |  | RMB | 4300 | Agilent | 数据采集仪模块
EC3549 | 4 | Module for Data Acquisition |  |  | SH Lab | 86#1F-Garden tools test lab (Ⅰ) | III | 2007-03-09 | — | ES JH | Closed | 2007-03-09 |  | RMB | 4300 | Agilent | 数据采集仪模块
EC3549 | 5 | Module for Data Acquisition |  |  | SH Lab | 86#1F-Garden tools test lab (Ⅰ) | III | 2007-03-09 | — | ES JH | Closed | 2007-03-09 |  | RMB | 4300 | Agilent | 数据采集仪模块
EC3549 | 6 | Module for Data Acquisition |  |  | SH Lab | 86#1F-Garden tools test lab (Ⅰ) | III | 2007-03-09 | — | ES JH | Closed | 2007-03-09 |  | RMB | 4300 | Agilent | 数据采集仪模块
EC3549 | 7 | Module for Data Acquisition |  |  | SH Lab | 86#1F-Garden tools test lab (Ⅰ) | III | 2007-03-09 | — | ES JH | Closed | 2007-03-09 |  | RMB | 4300 | Agilent | 数据采集仪模块
EC3549 | 8 | Module for Data Acquisition |  |  | SH Lab | 86#1F-Garden tools test lab (Ⅰ) | III | 2007-03-09 | — | ES JH | Closed | 2007-03-09 |  | RMB | 4300 | Agilent | 数据采集仪模块
EC3550 | 1 | Steel ball |  |  | SH Lab | 86#3F-Construction test lab (Ⅱ) | II | 2012-03-19 | — | ES LWF | Out of service | 2007-03-19 |  | RMB | 0 |  | 钢球
EC3550 | 2 | Steel ball |  |  | SH Lab | 86#3F-Construction test lab (Ⅱ) | II | 2012-03-19 | — | ES LWF | Out of service | 2007-03-19 |  | RMB | 0 |  | 钢球
EC3551 |  | 修枝剪重心-后手柄握持力矩测试 |  |  | SH Lab | 86#2F-Construction test lab(Ⅰ) | II | 2019-01-23 |  | EC JZ | Cancel | 2003-01-01 |  | RMB | 0 |  | 修枝剪重心-后手柄握持力矩测试
EC3552 |  | Steel ball |  |  | YY Eng | CIXI test lab | II | 2019-04-06 | 2020-04-05 | ES AW | Closed | 2007-04-09 |  | RMB | 0 |  | 钢球
EC3553 |  | Digital power meter |  | 91G239950 | QD | Qindao test lab | I | 2020-01-16 | 2021-01-15 | GRGT | Closed | 2007-04-11 | WTViewer Version 5.01 | RMB | 17800 | YOKOGAWA | 数字功率表
EC3554 |  | 链锯量规 |  |  | SH Lab | 86#2F-Construction test lab(Ⅰ) | III | 2007-03-26 | — | ES JH | Closed | 2007-03-26 |  | RMB | 0 |  | 链锯量规
EC3555 |  | Multi test signal generator |  | 3000024952 | SH Lab | 86#4F-EMC test lab | I | 2019-06-27 | 2020-06-26 | MFG | Closed | 2007-04-12 |  | USD | 12000 | ShibaSoku Co., Ltd | 信号发生器
EC3556 |  | 修枝剪欧标测量量规 |  |  | SH Lab | 86#2F-Construction test lab(Ⅰ) | III | 2007-04-09 | — | ES JH | Closed | 2007-04-09 |  | RMB | 0 |  | 修枝剪欧标测量量规
EC3557 |  | Power splitter |  | 100327 | SH Lab | 86#4F-EMC Shielding room | I | 2013-05-10 | — | SIMT | Disposal | 2007-05-22 |  | EUR | 1051.07 | Rohde & Schwarz | 功分器
EC3557 | 1 | Matching pad |  | 100844 | SH Lab | 86#4F-EMC Shielding room | I | 2007-05-22 | — | SIMT | Out of service | 2007-05-22 |  | EUR | 633.28 | Rohde & Schwarz | Matching pad
EC3557 | 2 | Matching pad |  | 100843 | SH Lab | 86#4F-EMC Shielding room | I | 2009-05-20 | — | SIMT | Out of service | 2007-05-22 |  | EUR | 633.28 | Rohde & Schwarz | Matching pad
EC3558 |  | Artifical mains network |  | 100011 | SH Lab | 86#4F-EMC Shielding room | I | 2019-06-12 | 2020-06-11 | CEPREI | Closed | 2007-05-16 |  | EUR | 7889.67 | Rohde & Schwarz | 人工电源网络
EC3559 |  | Probe for bare live part |  |  | SH Lab | 86#3F-Home appliance test lab | II | 2019-05-11 | 2020-05-10 | EC JZ | Closed | 2007-05-11 |  | RMB | 0 | 上海强坤 | Probe for bare live part
EC3560 |  | Probe for moving part |  |  | SH Lab | 86#3F-Home appliance test lab | II | 2019-05-11 | 2020-05-10 | EC JZ | Closed | 2007-05-11 |  | RMB | 0 | 上海强坤 | Probe for moving part
EC3561 |  | DC Power supply |  |  | SH Lab | 86#4F-EMC test lab | III | 2007-05-14 | — | ES JH | Disposal | 2007-05-11 |  | RMB | 24300 | 宇帆电气 | 直流电源
EC3562 | 1 | Gauge |  |  | SH Lab | 85#5F-Gauge room | II | 2019-08-08 | 2020-08-07 | EC JZ | Closed | 2007-05-12 |  | RMB | 11970 | 上海强坤 | 量规
EC3562 | 10 | Gauge |  |  | SH Lab | 85#5F-Gauge room | II | 2019-08-08 | 2020-08-07 | EC JZ | Closed | 2007-05-12 |  | RMB | 0 | 上海强坤 | 量规
EC3562 | 11 | Gauge |  |  | SH Lab | 85#5F-Gauge room | II | 2019-08-08 | 2020-08-07 | EC JZ | Closed | 2007-05-12 |  | RMB | 0 | 上海强坤 | 量规
EC3562 | 12 | Gauge |  |  | SH Lab | 85#5F-Gauge room | II | 2019-08-08 | 2020-08-07 | EC JZ | Closed | 2007-05-12 |  | RMB | 0 | 上海强坤 | 量规
EC3562 | 13 | Gauge |  |  | SH Lab | 85#5F-Gauge room | II | 2019-08-08 | 2020-08-07 | EC JZ | Closed | 2007-05-12 |  | RMB | 0 | 上海强坤 | 量规
EC3562 | 14 | Gauge |  |  | SH Lab | 85#5F-Gauge room | II | 2019-08-08 | 2020-08-07 | EC JZ | Closed | 2007-05-12 |  | RMB | 0 | 上海强坤 | 量规
EC3562 | 15 | Gauge |  |  | SH Lab | 85#5F-Gauge room | II | 2019-08-08 | 2020-08-07 | EC JZ | Closed | 2007-05-12 |  | RMB | 0 | 上海强坤 | 量规
EC3562 | 16 | Gauge |  |  | SH Lab | 85#5F-Gauge room | II | 2019-08-08 | 2020-08-07 | EC JZ | Closed | 2007-05-12 |  | RMB | 0 | 上海强坤 | 量规
EC3562 | 17 | Gauge |  |  | SH Lab | 85#5F-Gauge room | II | 2019-08-08 | 2020-08-07 | EC JZ | Closed | 2007-05-12 |  | RMB | 0 | 上海强坤 | 量规
EC3562 | 18 | Gauge |  |  | SH Lab | 85#5F-Gauge room | II | 2019-08-08 | 2020-08-07 | EC JZ | Closed | 2007-05-12 |  | RMB | 0 | 上海强坤 | 量规
EC3562 | 2 | Gauge |  |  | SH Lab | 85#5F-Gauge room | II | 2011-08-08 | — | ES LWF | Damaged | 2007-05-12 |  | RMB | 0 | 上海强坤 | 量规
EC3562 | 3 | Gauge |  |  | SH Lab | 85#5F-Gauge room | II | 2011-08-08 | — | ES LWF | Damaged | 2007-05-12 |  | RMB | 0 | 上海强坤 | 量规
EC3562 | 4 | Gauge |  |  | SH Lab | 85#5F-Gauge room | II | 2011-08-08 | — | ES LWF | Damaged | 2007-05-12 |  | RMB | 0 | 上海强坤 | 量规
EC3562 | 5 | Gauge |  |  | SH Lab | 85#5F-Gauge room | II | 2011-08-08 | — | ES LWF | Damaged | 2007-05-12 |  | RMB | 0 | 上海强坤 | 量规
EC3562 | 6 | Gauge |  |  | SH Lab | 85#5F-Gauge room | II | 2019-08-08 | 2020-08-07 | EC JZ | Closed | 2007-05-12 |  | RMB | 0 | 上海强坤 | 量规
EC3562 | 7 | Gauge |  |  | SH Lab | 85#5F-Gauge room | II | 2019-08-08 | 2020-08-07 | EC JZ | Closed | 2007-05-12 |  | RMB | 0 | 上海强坤 | 量规
EC3562 | 8 | Gauge |  |  | SH Lab | 85#5F-Gauge room | II | 2019-08-08 | 2020-08-07 | EC JZ | Closed | 2007-05-12 |  | RMB | 0 | 上海强坤 | 量规
EC3562 | 9 | Gauge |  |  | SH Lab | 85#5F-Gauge room | II | 2019-08-08 | 2020-08-07 | EC JZ | Closed | 2007-05-12 |  | RMB | 0 | 上海强坤 | 量规
EC3563 |  | 毛发棒 |  |  | SH Lab | 86#3F-Home appliance test lab | III | 2007-04-23 | — | ES JH | Closed | 2007-04-23 |  | RMB | 0 |  | 毛发棒
EC3564 |  | Antenna |  | 66633 | SH Lab | 86#4F-EMC test lab | I | 2012-08-23 | — | SIMT | Out of service | 2007-08-21 | 封存 | RMB | 55505 | ETS-LINDGREN | 双锥天线
EC3565 |  | Test protector for circular saws |  |  | PT | 86#1F-Garden tools test lab (Ⅰ) | III | 2007-07-16 | — | ES JH | Repairing | 2007-07-16 |  | RMB | 6500 | 上海松宝科技发展有限公司 | 电圆锯防护罩耐久测试装置
EC3566 |  | Test spring back protector for circular saws |  |  | SH Lab | 86#1F-Garden tools test lab (Ⅰ) | I | 2019-07-11 | 2020-07-10 | SETRI | Closed | 2007-07-24 |  | RMB | 9500 | 上海松宝科技发展有限公司 | 电圆锯防护罩回弹时间测试装置
EC3567 |  | 3P Variable Transformer |  |  | SH Lab | 86#2F-Power supply test lab | III | 2007-02-28 | — | ES JH | Closed | 2007-03-22 |  | RMB | 24600 | 上海森普 | 三相调压器
EC3568 |  | Air powered nail gun endurance tester |  |  | SH Lab | 51#7F-PPT test lab | III | 2007-08-24 | — | ES JH | Disposal | 2008-08-24 |  | RMB | 29800 | 上海晶苓 | 气钉枪耐久测试装置
EC3569 |  | Test probe 1 of UL1647 |  |  | QD | Qindao test lab | II | 2019-01-23 | — | EC JZ | Can not be found | 2003-01-01 |  | RMB | 300 | 上海强坤 | 试验探棒
EC3570 |  | Test probe 2 of UL1647 |  |  | QD | Qindao test lab | II | 2019-01-23 | — | EC JZ | Can not be found | 2003-01-01 |  | RMB | 300 | 上海强坤 | 试验探棒
EC3571 |  | Test apparatus for projectile test |  |  | SH Lab | 86#1F-Material test lab | II |  | — |  | Disposal | 2003-01-01 |  | RMB | 5500 | 余阳贸易 | 电池燃烧试验装置
EC3572 |  | 链锯水负载 |  |  | SH Lab | 86#1F-Tools & machinery test lab | III | 2008-03-23 | — | ES JH | Closed | 2003-01-01 |  | RMB | 35000 | 上海红光 | 链锯水负载
EC3573 |  | 综合强度测试装置 |  |  | SH Lab | 86#3F-Home appliance test lab | III | 2009-08-08 | — | ES JH | Closed | 2003-01-01 |  | RMB | 32000 | 上海晶苓 | 综合强度测试装置
EC3574 |  | Handle Strength Test for Slow Cookers |  |  | SH Lab | 86#3F-Home appliance test lab | II | 2019-08-08 | 2020-08-07 | ES AW | Closed | 2003-01-01 |  | RMB | 32000 | 上海晶苓 | 慢炖锅手柄强度测试装置
EC3575 |  | 空压机测试用软件 |  |  | SH Lab | 86#1F-Water-proof test lab | III | 2008-03-10 | — | ES JH | Out of service | 2003-01-01 |  | RMB | 44000 | 上海菱生 | 空压机测试用软件
EC3576 |  | 堵转支架 |  |  | SH Lab | 86#1F-Environment test lab | III |  | — | ES JH | Closed | 2003-01-01 |  | RMB | 2800 | 上海强坤 | 堵转支架
EC3577 |  | 堵转支架 |  |  | SH Lab | 86#1F-Environment test lab | III |  | — | ES JH | Closed | 2003-01-01 |  | RMB | 1980 | 上海强坤 | 堵转支架
EC3578 |  | torque sraw | FTD50CN2-S | 417012Y | SH Lab | 86#3F-Heating & motor test lab | I | 2019-02-27 | 2020-02-26 | JSMI | Calibrating | 2003-01-01 |  | RMB | 1320 | 东日 | 扭力螺丝刀
EC3579 |  | Human body test mass |  |  | SH Lab | 51#7F-CM test lab | III | 2008-09-14 | — | ES JX | Disposal | 2003-01-01 |  | RMB | 1000 |  | 人体模型
EC3580 |  | CCD摄像头 | DH-HV1303um |  | SH Lab | 86#2F-TCO test lab | III | 2008-10-14 | — | ES JH | Closed | 2003-01-01 |  | RMB | 10000 | 大恒图像 | CCD camera
EC3581 |  | glue painter |  |  | SH Lab | Shibei PV lab | III | 2009-03-26 | — | ES JH | Closed | 2003-01-01 |  | RMB | 600 | 上海兴侃机电五金有限公司 | 涂抹胶水装置
EC3582 | 1 | steel piece |  |  | SH Lab | Shibei PV lab | III | 2009-03-26 | — | ES JH | Closed | 2003-01-01 |  | RMB | 150 | 上海兴侃机电五金有限公司 | 超薄不锈钢片
EC3582 | 2 | steel piece |  |  | SH Lab | Shibei PV lab | III | 2009-03-26 | — | ES JH | Closed | 2003-01-01 |  | RMB | 150 | 上海兴侃机电五金有限公司 | 超薄不锈钢片
EC3590 |  | Protestjectile test |  |  | SH Lab | 86#2F-2F Power distribution room | III | 2008-06-18 | — | ES JH | Disposal | 2003-01-01 |  | RMB | 8400 |  | 电池燃烧装置
EC3591 |  | 空压机耐久测试装置 |  |  | SH Lab | 86#1F-Tools & machinery test lab | III | 2009-01-31 | — | ES JH | Closed |  | PO1762 | RMB | 44000 | 上海菱生 | 空压机耐久测试装置
EC3591 | 1 | CT | BH-0.66 | NA | SH Lab | 86#1F-Tools & machinery test lab | III | 2008-09-01 | — | ES JH | Closed | 2003-01-01 | NA | RMB | 50 | 上海一互电器有限公司 | 电流互感器
EC3591 | 2 | ac I meter | DB4-AA | 200704062051 | SH Lab | 51#7F-PPT test lab | II | 2019-09-01 | 2020-08-31 | EC JK | Closed | 2003-01-01 | NA | RMB | 300 | 上海菱生电子仪器有限公司 | 交流电流表
EC3591 | 3 | ac V meter | DS3-8AV | 20008056656 | SH Lab | 51#7F-PPT test lab | II | 2019-09-01 | 2020-08-31 | EC JK | Closed | 2003-01-01 | NA | RMB | 300 | 上海菱生电子仪器有限公司 | 交流电压表
EC3591 | 4 | persure meter | BSG-1 | 80822 | SH Lab | 86#1F-Tools & machinery test lab | I | 2019-04-08 | 2020-04-07 | JSMI | Closed | 2003-01-01 | NA | RMB | 1000 | 上海菱生电子仪器有限公司 | 压力变送器
EC3591 | 5 | persure meter | BSG-1 | 80821 | SH Lab | 86#1F-Washing M/C test lab | I | 2019-04-08 | 2020-04-07 | JSMI | Closed | 2003-01-01 | NA | RMB | 1000 | 上海菱生电子仪器有限公司 | 压力变送器
EC3600 |  | variable transformer |  |  | SH Lab | 85#5F-ACCE & LUM test lab | III | 2007-03-09 | — | ES JH | Out of service | 2007-03-09 |  | RMB | 1900 | 上海同乐电器有限公司 | 调压器
EC3601 |  | particle board |  |  | SH Lab | 86#2F-Construction test lab(Ⅰ) | III | 2007-04-12 | — | ES JH | Closed | 2007-04-12 |  | RMB | 10 | 杜乔建筑装饰工程有限公司 | 刨花板
EC3602 |  | Switch box for leakage current filter |  |  | XM Lab | Xiamen test lab | III | 2007-03-22 | — | ES JH | Closed | 2007-03-22 | 依照HA实验室的同样设备,配合美标漏电流测试仪使用 | RMB | 800 | ITS | 泄露电流用开关盒
EC3603 |  | probe |  |  | SH Lab | 51#7F-LUM test lab | II | 2019-07-15 | 2020-07-14 | ES AW | Closed | 2007-07-15 |  | RMB | 18400 |  | GX53量规
EC3604 |  | water pressure test apparatus |  |  | XM Lab | Xiamen test lab | III | 2007-09-23 | — | ES JH | Closed | 2007-04-17 14:52 | 参考上海HA实验室设备 | RMB | 7 | 上海凯乐输液器厂 | 水压测试设备
EC3605 |  | Torque Wrench |  | 70360 | XM Lab | Xiamen test lab | I | 2019-01-22 | 2020-01-21 | XRCTT | Calibrating | 2007-04-17 16:35 |  | RMB | 780 | 上海奎德龙扭矩仪器有限公司 | 扭力扳手
EC3606 |  | Torque Wrench |  | 70361 | XM Lab | Xiamen test lab | I | 2019-01-22 | 2020-01-21 | XRCTT | Calibrating | 2007-04-17 16:40 |  | RMB | 780 | 上海奎德龙扭矩仪器有限公司 | 扭力扳手
EC3607 |  | test torque screwdriver |  | 70378 | XM Lab | Xiamen test lab | I | 2009-03-25 | — | XRCTT | Disposal | 2007-04-17 16:42 | 到设定值会打滑 | RMB | 570 | 上海奎德龙扭矩仪器有限公司 | 扭矩螺丝刀
EC3608 |  | nonmetal screws |  |  | SH Lab | 86#3F-Heating & motor test lab | III | 2007-03-26 | — | ES JH | Closed | 2007-03-26 |  | RMB | 600 | 上海强坤 | 配备四个2英寸非金属螺丝的100mm*100mm铜电极
EC3609 |  | Variable Transformer |  |  | SH Lab | 86#2F-Power supply test lab | III | 2007-04-11 | — | ES JH | Disposal | 2007-04-11 |  | RMB | 720 | 上海同乐电器有限公司 | 调压器
EC3610 |  | impact hammer |  |  | XM Lab | Xiamen test lab | II | 2015-07-12 | — | ES HG | Out of service | 2007-10-12 |  | RMB | 1500 |  | 冲击锤
EC3611 |  | impact hammer |  |  | XM Lab | Xiamen test lab | II | 2015-07-12 | — | ES HG | Out of service | 2007-10-12 |  | RMB | 1500 |  | 冲击锤
EC3612 |  | test torque screwdriver |  | 70379 | XM Lab | Xiamen test lab | I | 2019-01-22 | 2020-01-21 | XRCTT | Calibrating | 2007-04-17 16:43 | 到设定值会打滑 | RMB | 600 | 上海奎德龙扭矩仪器有限公司 | 扭矩螺丝刀
EC3613 |  | Neoprene probe |  |  | SH Lab | 86#3F-Training equipment test lab | III | 2007-04-13 | — | ES JH | Closed | 2007-04-13 |  | RMB | 500 | 上海强坤 | 橡胶棒
EC3614 |  | Metallic Stick |  |  | SH Lab | 86#4F-Calibration room | II | 2019-04-24 | 2020-04-23 | EC JZ | Closed | 2007-04-24 |  | RMB | 80 | 上海兴侃机电五金有限公司 | 塑料/金属棒
EC3615 |  | hardened steel pin |  |  | XM Lab | Xiamen test lab | II | 2020-01-27 | 2021-01-26 | EC JZ | Closed | 2007-04-24 |  | RMB | 200 | 上海兴侃机电五金有限公司 | 钢质试验指
EC3616 |  | Pressure meter |  | 200703000 | XM Lab | Xiamen test lab | I | 2019-01-22 | 2020-01-21 | XRCTT | Calibrating | 2007-05-23 12:34 |  | RMB | 300 | 上海自动化仪表股份有限公司 | 压力表
EC3617 |  | Pressure Meter |  | 704203 | SH Lab | 86#1F-Endurance test lab | I | 2011-06-02 | — | SIMT | Damaged | 2007-05-15 |  | RMB | 300 | 上海自动化仪表股份有限公司 | 压力表
EC3618 |  | Pressure Meter |  | 200704000 | XM Lab | Xiamen test lab | I | 2019-01-22 | 2020-01-21 | XRCTT | Calibrating | 2007-05-23 12:35 |  | RMB | 300 | 上海自动化仪表股份有限公司 | 压力表
EC3619 |  | unpolished carbon steel washers |  |  | SH Lab | 86#1F-Tools & machinery test lab | III |  | — | ES JH | Closed | 2007-04-28 15:55 |  | RMB | 20.5 | 上海兴侃机电五金有限公司 | 未抛光碳钢垫片
EC3620 |  | AC/DC Digital Power Meter |  | 870608000 | SH Lab | 86#2F-Power supply test lab | II | 2019-05-08 | 2020-05-07 | EC JK | Closed | 2007-05-08 | Range: 3~300V 0~40A | RMB | 2400 | 青岛青智仪器有限公司 | 数字交直流功率表
EC3621 |  | Test Panel |  |  | SH Lab | 86#3F-3F Power distribution room | III | 2007-05-10 | — | ES JH | Closed | 2007-05-10 |  | RMB | 1600 | 上海余阳贸易有限公司 | 试验架
EC3622 |  | Cast iron disc |  |  | SH Lab | 86#3F-Home appliance test lab | II | 2019-06-05 | 2020-06-04 | EC JZ | Closed | 2008-05-22 13:50 |  | RMB | 150 | 上海强坤机械制造有限公司 | 铁盘
EC3623 |  | Iron plate |  |  | SH Lab | 86#3F-Home appliance test lab | II | 2019-06-05 | 2020-06-04 | EC JK | Closed | 2008-05-22 10:59 |  | RMB | 650 | 上海强坤机械制造有限公司 | 铁盘
EC3624 |  | hydraulic pressure pump |  |  | XM Lab | Xiamen test lab | III | 2007-05-10 | — | ES JH | Closed | 2007-05-10 |  | RMB | 1450 | 上海飞舟试压泵制造有限公司 | 试验水泵
EC3624 | 1 | pressure Meter | 0～100MPa | OQ0140184 | XM Lab | Xiamen test lab | I | 2009-05-07 | — | SIMT | Disposal | 2009-05-19 11:39 |  | RMB | 1450 | 上海仪川仪表厂 | 压力表
EC3625 |  | Portable temperature recorder |  |  | SH Lab | 86#1F-Tools & machinery test lab | II | 2010-05-24 | — | ES JX | Disposal | 2007-05-24 |  | USD | 1560 | Graphtec Corp. | 便携式温度记录仪
EC3626 |  | Portable temperature recorder |  |  | SH Lab | 86#1F-Tools & machinery test lab | II | 2010-05-24 | — | ES JX | Disposal | 2007-05-24 |  | USD | 1560 | Graphtec Corp. | 便携式温度记录仪
EC3627 |  | konica minolta |  | 37621048 ,57611103 | SH Lab | 85#5F-ACCE & LUM test lab | I | 2007-06-03 | — | SIMT | Disposal | 2007-06-03 | 参照附件说明 | RMB | 8464.5 | konica minolta | 美能达T-10照度计
EC3628 |  | Cut susceptibility test |  |  | SH Lab | Shibei PV lab | I | 2019-10-08 | 2020-10-07 | SETRI | Closed | 2007-05-24 |  | RMB | 1600 | 上海兴侃机电五金有限公司 | 防割性试验
EC3629 |  | Data acquisition/switch unit |  |  | SH Lab | 86#2F-Power supply test lab | II | 2019-07-05 | 2020-07-04 | ES AW | Closed | 2007-05-29 | Agilent BenchLink Data Logger 3版本4.2.00 | RMB | 14000 | 美国Agilent公司 | 数据采集仪
EC3629 | 1 | module for data acquisition |  |  | SH Lab | 86#2F-Power supply test lab | III | 2009-05-29 | — | ES JH | Closed | 2009-05-29 |  | RMB | 4300 | 美国 Agilent 公司 | 模板
EC3629 | 2 | module for data acquisition |  |  | SH Lab | 86#2F-Power supply test lab | III | 2009-05-29 | — | ES JH | Closed | 2009-05-29 |  | RMB | 4300 | 美国 Agilent 公司 | 模板
EC3630 |  | Digital power meter |  | 91G445167 | SH Lab | 86#4F-Multimedia test lab | I | 2019-07-10 | 2020-07-09 | JSMI | Closed | 2007-06-20 | WTViewer Version 5.01 | RMB | 17000 | YOKOGAWA | 数字功率表
EC3631 |  | Treadmill Load |  |  | XM Lab | Xiamen test lab | III | 2007-05-30 | — | ES JH | Closed | 2007-05-30 |  | RMB | 3000 | 上海晶苓工贸有限公司 | 跑步机负载
EC3632 |  | apparatus for massage strap test |  |  | XM Lab | Xiamen test lab | II | 2019-06-16 | 2020-06-15 | EC JZ | Closed | 2007-06-07 10:57 | 由厦门供货商提供 | RMB | 1050 | 厦门市顺时代电子测试设备厂 | 按摩带测试设备
EC3633 |  | prevent exploded device for patteries |  |  | SH Lab | 86#1F-Material test lab | III | 2007-06-06 | — | ES JH | Disposal | 2007-06-06 |  | RMB | 4500 | 上海余阳贸易有限公司 | 电池防爆箱及排气罩
EC3634 |  | Fibre and thread embedding roller |  |  | SH Lab | 51#7F-PPT test lab | III | 2007-06-01 | — | ES JH | Closed | 2007-06-01 |  | RMB | 1200 | 上海兴侃机电五金有限公司 | 纤维压制导轨
EC3635 |  | Dust embedding roller |  |  | SH Lab | 51#7F-PPT test lab | III | 2007-06-01 | — | ES JH | Closed | 2007-06-01 |  | RMB | 800 | 上海兴侃机电五金有限公司 | 灰尘压制导轨
EC3636 | 1 | test cap |  |  | XM Lab | Xiamen test lab | II | 2019-06-18 | 2020-06-17 | EC JZ | Closed | 2007-06-18 |  | RMB | 600 | 上海兴侃机电五金有限公司 | 模拟灯头
EC3636 | 2 | test cap |  |  | XM Lab | Xiamen test lab | II | 2019-06-18 | 2020-06-17 | EC JZ | Closed | 2007-06-18 |  | RMB | 600 | 上海兴侃机电五金有限公司 | 模拟灯头
EC3636 | 3 | test cap |  |  | XM Lab | Xiamen test lab | II | 2019-06-18 | 2020-06-17 | EC JZ | Closed | 2007-06-18 |  | RMB | 600 | 上海兴侃机电五金有限公司 | 模拟灯头
EC3637 |  | steel plate |  |  | IW | 86#1F-Small Wind Turbine Lab | III | 2007-06-06 | — | ES LWF | Closed | 2008-05-19 16:23 |  | RMB | 500 | 上海强坤机械制造有限公司 | 钢板
EC3637 |  | steel plate |  |  | SH Lab | 86#1F-Tools & machinery test lab | III | 2007-05-30 | — | ES LWF | PL accepted, archiving files | 2008-05-20 11:09 |  | RMB | 500 |  | 钢板
EC3638 |  | micrometer |  | 9066 | XM Lab | Xiamen test lab | I | 2019-01-22 | 2020-01-21 | XRCTT | Calibrating | 2008-06-18 10:04 |  | RMB | 288 | 桂林广陆数字测控股份有限公司 | 千分尺
EC3639 | 1 | neoprene pad |  |  | SH Lab | 86#1F-Tools & machinery test lab | III | 2004-01-01 | — | JSMI | Closed | 2007-06-14 11:40 | 原来购买的橡胶垫硬度不能满足要求,重新购买 | RMB | 360 | 上海橡胶研究所 | 氯丁橡胶垫
EC3639 | 2 | neoprene pad |  |  | SH Lab | 86#1F-Tools & machinery test lab | III | 2004-01-01 | — | JSMI | Closed |  |  | RMB | 360 | 上海橡胶研究所 | 氯丁橡胶垫
EC3639 | 3 | neoprene pad |  |  | SH Lab | 86#1F-Tools & machinery test lab | III | 2004-01-01 | — | JSMI | Closed |  |  | RMB | 360 |  | 氯丁橡胶垫
EC3639 | 5 | neoprene pad |  |  | SH Lab | 86#2F-Construction test lab(Ⅰ) | III |  | — | ES JH | Closed |  |  | RMB | 360 | 上海橡胶研究所 | 氯丁橡胶垫
EC3640 | 4 | neoprene pad |  |  | SH Lab | 86#2F-Construction test lab(Ⅰ) | III |  | — | JSMI | Closed | 2007-06-14 11:39 |  | RMB | 360 | 上海橡胶研究所 | 氯丁橡胶垫
EC3641 |  | Stop plate for blender |  |  | XM Lab | Xiamen test lab | II | 2019-06-15 | 2020-06-14 | ES AW | Closed | 2007-06-15 | 用于搅拌机刀片安全测试 | RMB | 1500 |  | 带档板试验指
EC3642 |  | shelf |  |  | SH Lab | 86#4F-Multimedia test lab | III | 2007-07-07 | — |  | Cancel | 2007-06-13 11:14 | 3F | RMB | 1160 | 上海余阳贸易有限公司 | 货架
EC3643 |  | Digital Micrometer |  | 34753 | CN FAC | 86#4F-Calibration room | I | 2019-07-12 | 2020-07-11 | JSMI | Closed | 2007-07-25 |  | RMB | 484.38 | 成都成量工具有限公司 | 千分尺
EC3644 |  | steel plate |  |  | SH Lab | 86#1F-Tools & machinery test lab | III | 2013-11-25 | — | ES LWF | Closed | 2007-06-18 15:07 |  | RMB | 500 | 上海强坤机械制造有限公司 | 钢板
EC3645 |  | DC Power Source |  |  | SH Lab | 86#4F-EMC Shielding room | III | 2007-06-27 | — | ES JH | Closed | 2007-06-27 |  | RMB | 4000 | 上海泛球瑞明电子有限公司 | 直流稳压稳流电源
EC3646 |  | Data Acquisition Unit |  |  | SH Lab | 86#3F-Heating & motor test lab | II | 2019-06-22 | 2020-06-21 | ES AW | Closed | 2007-06-22 | Agilent BenchLink Data Logger 3版本4.2.00 | RMB | 14000 | 美国Agilent | 数据采集仪
EC3647 |  | Training equipmentest room t |  |  | SH Lab | 86#3F-Home appliance test lab | III | 2013-11-25 | — | ES LWF | Closed | 2007-06-27 15:07 |  | RMB | 1880 | 上海辉特商贸有限公司第三分公司 | Training equipment test room 增加气源
EC3648 |  | Push-pull scale |  | 181419 | XM Lab | Xiamen test lab | I | 2019-01-22 | 2020-01-21 | XMMI | Calibrating | 2007-07-20 |  | RMB | 1990 | IMADA | 推拉力计
EC3649 |  | Temperature and Humidity Recorder |  | 703190 | SH Lab | 86#1F-Material test lab | I | 2015-10-28 | — | JSMI | Disposal | 2007-07-11 |  | RMB | 1420 | 上海气象仪器厂有限公司 | 温湿度记录仪
EC3650 |  | Temperature and Humidity Recorder |  | 704140 | SH Lab | 86#1F-Garden tools test lab (Ⅰ) | I | 2017-10-25 | — | JSMI | Out of service | 2007-07-11 |  | RMB | 1420 | 上海气象仪器厂有限公司 | 温湿度记录仪
EC3651 |  | ruler |  |  | SH Lab | 86#2F-TCO test lab | II | 2019-07-09 | 2020-07-08 | ES AW | Closed | 2007-07-09 | 刚性材料 | RMB | 200 | 上海兴侃机电五金有限公司 | 100mm长度量规,70mm长度量规,7mm直径量规,3.5mm直径量规
EC3652 |  | Drop tester |  |  | XM Lab | Xiamen test lab | III | 2007-07-13 | — | ES JH | Closed | 2007-07-13 |  | RMB | 380 | 杜乔建筑装饰工程有限公司 | 跌落测试台
EC3653 |  | Impact hammer |  |  | XM Lab | Xiamen test lab | II | 2015-04-18 | — | ES HG | Disposal | 2007-07-18 |  | RMB | 1380 | 上海壮锦铁路车辆电器设备有限公司 | 冲击锤
EC3654 |  | Wooden Block |  |  | XM Lab | Xiamen test lab | II | 2017-06-16 | — | EC JZ | Disposal | 2007-07-17 |  | RMB | 150 |  | 木架
EC3655 |  | solid steel ball |  |  | SH Lab | 51#7F-LUM test lab | II | 2019-07-09 | 2020-07-08 | ES AW | Closed | 2008-05-19 11:00 |  | RMB | 600 | 上海强坤机械制造有限公司 | 实心钢球
EC3656 |  | Angle Meter |  |  | XM Lab | Xiamen test lab | I | 2020-01-07 | 2021-01-06 | CEPREI | Closed | 2007-08-16 13:59 |  | RMB | 2199.6 | FISCO | 角度仪
EC3657 |  | Test plug |  |  | XM Lab | Xiamen test lab | II | 2019-06-10 | 2020-06-09 | EC JZ | Closed | 2007-08-10 |  | RMB | 800 | 上海兴侃机电五金有限公司 | 测试插头
EC3658 |  | Spring Hammer |  |  | SH Lab | 86#3F-Construction test lab (Ⅱ) | II | 2020-02-08 | 2020-05-07 | EC JK | Closed | 2008-05-22 14:11 |  | RMB | 1500 | 上海晶苓工贸有限公司 | 冲击锤
EC3659 |  | Temperature and humidity recorder |  | 705032 | SH Lab | 86#3F-Cooking & HVAC test lab | I | 2017-08-17 | — | JSMI | Out of service | 2007-08-06 | (2018.08.16封存) | RMB | 1790 | 上海气象仪器厂有限公司 | 环境温度湿度监测仪
EC3660 |  | Temperature and humidity recorder |  | 705026 | SH Lab | 86#3F-Construction test lab (Ⅱ) | I | 2017-08-17 | — | JSMI | Out of service | 2007-08-06 | (2018.08.16封存) | RMB | 1790 | 上海气象仪器厂有限公司 | 环境温度湿度监测仪
EC3661 |  | Temperature and humidity recorder |  | 705124 | SH Lab | 86#3F-Heating & motor test lab | I | 2017-08-17 | — | JSMI | Out of service | 2007-08-06 | (2018.08.16封存) | RMB | 1790 | 上海气象仪器厂有限公司 | 环境温度湿度监测仪
EC3662 |  | Temperature and humidity recorder |  | 705037 | SH Lab | 86#3F-Training equipment test lab | I | 2017-08-17 | — | JSMI | Out of service | 2007-08-06 | (2018.08.16封存) | RMB | 1790 | 上海气象仪器厂有限公司 | 环境温度湿度监测仪
EC3663 |  | Fixture for Thermocouple |  |  | SH Lab | 86#2F-Power supply test lab | III | 2007-07-25 | — | ES LWF | Closed | 2008-05-19 14:48 |  | RMB | 600 | 上海强坤机械制造有限公司 | 热电偶支架
EC3663 | 1 | Fixture for Thermocouple |  |  | SH Lab | 86#2F-2F Power distribution room | III | 2007-07-25 | — | ES LWF | Closed | 2008-05-19 14:34 |  | RMB | 600 |  | 热电偶支架
EC3664 | 1 | Glass test shelves |  |  | XM Lab | Xiamen test lab | III | 2007-08-10 | — | ES JH | Closed | 2007-08-10 |  | RMB | 50 |  | 玻璃片
EC3664 | 2 | Glass test shelves |  |  | XM Lab | Xiamen test lab | III | 2007-08-10 | — | ES JH | Closed | 2007-08-10 |  | RMB | 50 |  | 玻璃片
EC3664 | 3 | Glass test shelves |  |  | XM Lab | Xiamen test lab | III | 2007-08-10 | — | ES JH | Closed | 2007-08-10 |  | RMB | 50 |  | 玻璃片
EC3664 | 4 | Glass test shelves |  |  | XM Lab | Xiamen test lab | III | 2007-08-10 | — | ES JH | Closed | 2007-08-10 |  | RMB | 50 |  | 玻璃片
EC3664 | 5 | Glass test shelves |  |  | XM Lab | Xiamen test lab | III | 2007-08-10 | — | ES JH | Closed | 2007-08-10 |  | RMB | 50 |  | 玻璃片
EC3665 |  | Test rod |  |  | XM Lab | Xiamen test lab | II | 2018-08-23 | — | EC JZ | Disposal | 2008-05-16 13:02 |  | RMB | 150 |  | 测试棒
EC3666 |  | Test rod |  |  | XM Lab | Xiamen test lab | II | 2019-08-23 | 2020-08-22 | EC JZ | Closed | 2008-05-16 13:05 |  | RMB | 400 |  | 测试棒
EC3667 |  | Pressure Meter |  |  | SH Lab | 86#3F-Cooking & HVAC test lab | I | 2019-04-28 | 2020-04-27 | JSMI | Closed | 2007-08-06 |  | RMB | 300 |  | Pressure Meter
EC3668 |  | bend test |  |  | SH Lab | 86#2F-Garden tools test lab (Ⅱ) | III | 2007-11-12 | — | ES JH | Closed | 2009-04-21 12:43 |  | RMB | 9000 | 上海强坤机械制造有限公司 | 刀片强度测试
EC3669 |  | presssure regulating control switch stamina |  |  | SH Lab | 86#1F-Washing M/C test lab | III | 2008-09-23 | — | ES JH | Repairing | 2007-08-20 13:18 |  | RMB | 44000 | 上海菱生电子仪器有限公司 | 空压机开关耐久实验仪
EC3670 |  | pull push scale |  | 207990 | SH Lab | 86#1F-Garden tools test lab (Ⅰ) | I | 2018-09-04 | — | JSMI | Disposal | 2007-09-12 |  | RMB | 1950 | IMADA | 推拉力计
EC3671 |  | pull scale |  | 191803 | SH Lab | 86#1F-Tools & machinery test lab | I | 2019-08-21 | 2020-08-20 | JSMI | Closed | 2007-09-24 |  | RMB | 1950 | IMADA | 拉力计
EC3672 |  | Vacuum manometer | YEJ-101 | 39326 | SH Lab | 86#1F-Environment test lab | I | 2009-04-29 | — | SIMT | Disposal | 2007-09-20 |  | RMB | 500 | 上海自动化仪表四厂 | 真空压力表
EC3673 |  | Asymmetric pulse test circuit |  |  | XM Lab | Xiamen test lab | II | 2020-01-10 | 2021-01-09 | EC JZ | Closed | 2007-09-07 |  | RMB | 1100 | 无锡市意特电子有限公司 | 非对称脉冲测试电路
EC3674 |  | DXL-2 |  |  | SH Lab | 86#2F-Power supply test lab | III | 2007-09-14 | — | ES JH | Closed | 2007-09-14 |  | RMB | 1900 | 一轩电子 | 电池误用检验箱
EC3675 |  | Test for capacitor discharge |  |  | XM Lab | Xiamen test lab | II | 2019-06-16 | 2020-06-15 | ES AW | Closed | 2007-09-13 | 参照家电组设备 | RMB | 1800 | ITS | 插头残余电压测试装置
EC3676 |  | AC digital current meter |  | 7030062 | SH Lab | 86#1F-Tools & machinery test lab | I | 2018-08-28 | — | JSMI | Stop to use | 2007-08-17 |  | RMB | 1950 | 武汉计算机外部设备研究所 | 泄漏电流测试仪
EC3677 |  | Open filament test circuit |  |  | XM Lab | Xiamen test lab | III | 2007-09-13 | — | ES JH | Closed | 2007-09-13 |  | RMB | 800 | ITS | 开放式灯丝测试电路
EC3678 |  | Tumbling barrel test equipment |  |  | XM Lab | Xiamen test lab | II | 2019-06-16 | 2020-06-15 | EC JZ | Closed | 2007-10-11 |  | RMB | 6000 |  | 滚筒试验机
EC3679 |  | AC frequency converter |  |  | XM Lab | Xiamen test lab | III | 2007-09-16 | — | ES JH | Closed | 2007-09-16 | 建议用AFC-30K,并要提供现场安装 | RMB | 71000 | 艾普斯电源 | 艾普斯电源
EC3680 |  | icing test |  |  | SH Lab | 85#5F-ACCE & LUM test lab | III |  | — | ES JH | Closed | 2007-09-26 15:32 |  | RMB | 1200 |  | 冰冻测试设备
EC3681 |  | Surge tester |  |  | XM Lab | Xiamen test lab | II | 2019-06-16 | 2020-06-15 | ES AW | Closed | 2007-10-18 15:04 |  | RMB | 10340 | IEC/EN 60065 Cl.10.1 | 浪涌发生器
EC3682 |  | Audio Amplifiers: Signal generator(sinus) |  |  | XM Lab | Xiamen test lab | I | 2019-09-09 | 2020-09-08 | GRGT | Closed | 2007-11-20 09:41 |  | RMB | 2300 | 台湾固纬 | 音频信号发生器
EC3683 |  | Steel ball |  |  | SH Lab | 51#7F-PPT test lab | II | 2019-09-23 | 2020-09-22 | ES AW | Closed | 2007-09-23 |  | RMB | 250 | 兴侃五金 | 钢球
EC3684 |  | icing test |  |  | SH Lab | 85#5F-ACCE & LUM test lab | III | 2008-09-23 | — | ES JH | Closed | 2007-09-26 15:07 |  | RMB | 1200 |  | 冰冻测试设备
EC3685 |  | Data Acquisition Unit |  |  | SH Lab | 86#1F-Environment test lab | II | 2019-09-27 | 2020-09-26 | ES AW | Closed | 2007-09-26 | Agilent BenchLink Data Logger 3版本4.2.00 | RMB | 14000 | Agilent | 数据采集仪
EC3686 |  | Data Acquisition/Switch Unit |  |  | XM Lab | Xiamen test lab | II | 2019-09-27 | 2020-09-26 | ES AW | Closed | 2007-10-08 10:25 | T & R DATALOGGER1.4.000512 | RMB | 14000 | Agilent | 数据采集仪
EC3686 | 1 | Module for data acquisition/switch unit |  |  | XM Lab | Xiamen test lab | III |  | — | ES JH | Closed |  |  | RMB | 4300 | Agilent | 数据采集仪测试板
EC3686 | 2 | Module for data acquisition/switch unit |  |  | XM Lab | Xiamen test lab | III |  | — | ES JH | Closed |  |  | RMB | 4300 | Agilent | 数据采集仪测试板
EC3686 | 3 | Module for data acquisition/switch unit |  |  | XM Lab | Xiamen test lab | III |  | — | ES JH | Closed |  |  | RMB | 4300 | Agilent | 数据采集仪测试板
EC3687 |  | Tachometer |  |  | SH Lab | 86#1F-Garden tools test lab (Ⅰ) | I | 2019-05-08 | 2020-05-07 | JSMI | Closed | 2007-10-18 |  | RMB | 3400 |  | 磁感应转速表
EC3688 |  | Bowl |  |  | SH Lab | 86#3F-Heating & motor test lab | III | 2007-10-09 | — | ES LWF | Closed | 2007-10-09 |  | RMB | 1400 |  | 碗
EC3689 |  | apparatus for flexing test & weight for cord bending |  |  | XM Lab | Xiamen test lab | II | 2019-06-16 | 2020-06-15 | ES AW | Closed | 2007-10-15 10:35 |  | RMB | 28000 |  | 软线摇摆装置及负重
EC3690 |  | Angle meter |  |  | SH Lab | 86#1F-Tools & machinery test lab | I | 2019-11-12 | 2020-11-11 | JSMI | Closed | 2007-11-02 |  | RMB | 1850 | 上海拓精工业测定仪器有限公司 | 角度仪
EC3691 |  | Climate Test Chamber |  |  | XM Lab | Xiamen test lab | I | 2019-08-27 | 2020-08-26 | GRGT | Closed | 2007-12-12 09:41 | 选用ESPEC SETH-Z-061 | RMB | 135000 | 上海艾斯佩克 | 恒温恒湿箱
EC3692 |  | Test apparatus |  |  | XM Lab | Xiamen test lab | II | 2014-12-21 | — | ES LLS | Disposal | 2007-12-21 |  | RMB | 6000 |  | 测试指
EC3693 |  | Splash test apparatus |  |  | SH Lab | 86#1F-Garden tools test lab (Ⅰ) | II | 2019-12-25 | 2020-12-24 | ES AW | Closed | 2007-12-25 |  | RMB | 1980 |  | 防溅水测试台
EC3694 |  | Temperature and humidity recorder |  | 706002 | XM Lab | Xiamen test lab | I | 2019-07-12 | 2020-07-11 | JSMI | Closed | 2007-11-03 15:18 |  | RMB | 1790 | 上海气象仪器厂有限公司 | 温湿度记录仪
EC3695 |  | Temperature and humidity recorder |  | 707097 | XM Lab | Xiamen test lab | I | 2019-07-12 | 2020-07-11 | JSMI | Closed | 2007-11-03 15:20 |  | RMB | 1790 | 上海气象仪器厂有限公司 | 温湿度记录仪
EC3696 |  | Temperature and humidity recorder |  | 707114 | XM Lab | Xiamen test lab | I | 2019-01-22 | 2020-01-21 | XRCTT | Calibrating | 2007-11-03 15:20 |  | RMB | 1790 | 上海气象仪器厂有限公司 | 温湿度记录仪
EC3697 |  | Harmonic analysis module |  |  | SH Lab | 86#2F-2F Power distribution room | III | 2007-09-14 | — | SIMT | Closed | 2007-09-14 | 同EC3358一起计量, | RMB | 5260 | 上海横河国际贸易有限公司 | 諧波分析模块
EC3699 | 1 | gauges for standard BS 1363 fig35 |  |  | SH Lab | 85#5F-Gauge room | II | 2019-11-09 | 2020-11-08 | ES AW | Closed | 2007-12-26 10:30 |  | RMB | 1400 | 上海强坤机械制造有限公司 | gauges
EC3699 | 2 | gauges for standard BS 1363 fig35 |  |  | SH Lab | 85#5F-Gauge room | II | 2019-11-09 | 2020-11-08 | ES AW | Closed | 2007-12-26 10:30 |  | RMB | 1400 | 上海强坤机械制造有限公司 | gauges
EC3699 | 3 | gauges for standard BS 1363 fig35 |  |  | SH Lab | 85#5F-Gauge room | II | 2019-11-09 | 2020-11-08 | ES AW | Closed | 2007-12-26 10:31 |  | RMB | 1400 | 上海强坤机械制造有限公司 | gauges
EC3700 | 1 | gauges for standard BS 1363 fig38 |  |  | SH Lab | 85#5F-Gauge room | II | 2019-11-09 | 2020-11-08 | ES AW | Closed | 2007-12-26 10:29 |  | RMB | 225 | 上海强坤机械制造有限公司 | gauges
EC3700 | 2 | gauges for standard BS 1363 fig38 |  |  | SH Lab | 85#5F-Gauge room | II | 2019-11-09 | 2020-11-08 | ES AW | Closed | 2007-12-26 10:29 |  | RMB | 225 | 上海强坤机械制造有限公司 | gauges
EC3701 |  | gauges for standard BS 1363 fig2a |  |  | SH Lab | 85#5F-Gauge room | II | 2019-11-09 | 2020-11-08 | ES AW | Closed | 2007-11-09 |  | RMB | 3800 | 上海强坤机械制造有限公司 | gauges
EC3702 |  | gauges for standard BS 1363 fig8 |  |  | SH Lab | 85#5F-Gauge room | II | 2019-11-09 | 2020-11-08 | ES AW | Closed | 2007-11-09 |  | RMB | 3200 | 上海强坤机械制造有限公司 | gauges
EC3703 | 1 | gauges for standard BS 1363 fig19 |  |  | SH ACCE | 85#5F-Gauge room | II | 2019-11-09 | 2020-11-08 | ES AW | Closed | 2007-11-09 |  | RMB | 225 | 上海强坤机械制造有限公司 | gauges
EC3703 | 2 | gauges for standard BS 1363 fig19 |  |  | SH ACCE | 85#5F-Gauge room | II | 2019-11-09 | 2020-11-08 | ES AW | Closed | 2007-11-09 |  | RMB | 225 | 上海强坤机械制造有限公司 | gauges
EC3704 |  | gauges for standard BS 1363 fig33 |  |  | SH Lab | 85#5F-ACCE & LUM test lab | III | 2007-11-09 | — | ES LWF | Closed | 2007-11-09 |  | RMB | 1400 | 上海强坤机械制造有限公司 | gauges
EC3705 |  | gauges for standard BS 1363 fig34 |  |  | SH ACCE | 85#5F-Gauge room | II | 2019-11-09 | 2020-11-08 | ES AW | Closed | 2007-11-09 |  | RMB | 1200 | 上海强坤机械制造有限公司 | gauges
EC3706 |  | Taber Abraser and No. CS-10, CS-17 standardized abrasion test wheel |  |  | SH Lab | 86#3F-Home appliance test lab | I | 2007-10-12 | — |  | Disposal | 2008-02-14 10:51 | 编号同EC3726重叠，以EC3726为准 | RMB | 60000 | USA | Taber磨耗机和CS-10, CS-17标准测试磨轮
EC3707 |  | DME-20 |  | 6625 | SH Lab | 86#2F-Power supply test lab | I | 2011-11-07 | — | SIMT | Damaged | 2007-11-26 |  | RMB | 1700 | 南京达明仪器有限公司 | DME-20型电池仪
EC3708 |  | Test box for leakage current Fig.4 |  |  | XM Lab | Xiamen test lab | I | 2016-10-17 | — | SIMT | Disposal | 2007-11-21 |  | RMB | 800 |  | 泄漏电流测试盒
EC3709 |  | vibration tester |  |  | SH Lab | 86#1F-Luminary life test lab | I | 2011-11-18 | — | SIMT | Disposal | 2007-11-29 |  | RMB | 116000 | 台湾振仪 | 震动试验台
EC3710 |  | Steel disk |  |  | SH Lab | 86#3F-Construction test lab (Ⅱ) | II | 2019-12-02 | 2020-12-01 | EC JZ | Closed | 2008-05-22 14:13 |  | RMB | 150 | 上海强坤机械制造有限公司 | Steel disk
EC3711 |  | Variable voltage transformer |  |  | XM Lab | Xiamen test lab | III |  | — | XMMI | Closed | 2007-12-11 17:04 | 厦门购买 | RMB | 370 |  | 调压器
EC3712 |  | Digital Caliper |  |  | XM Lab | Xiamen test lab | I | 2019-08-27 | 2020-08-26 | GRGT | Closed | 2007-12-11 17:03 | 厦门购买 | RMB | 200 |  | 数显卡尺
EC3713 |  | Digital scale |  |  | XM Lab | Xiamen test lab | I | 2019-06-18 | 2020-06-17 | XMMI | Closed | 2007-12-11 17:02 |  | RMB | 850 |  | 电子秤
EC3714 |  | Isolating Transformer |  |  | XM Lab | Xiamen test lab | III |  | — | XMMI | Closed | 2007-12-20 13:47 | 厦门购买 | RMB | 3800 |  | 隔离变压器
EC3715 |  | Variable Voltage Transformer |  |  | XM Lab | Xiamen test lab | III |  | — | XMMI | Closed | 2007-12-20 13:46 | 厦门购买 | RMB | 3600 |  | 调压器
EC3716 |  | Calibration Apparatus for Chain Saw break time Measurement Device |  |  | CN FAC | 86#4F-Facility fixing room | III | 2007-11-26 | — | ES JH | Closed | 2007-11-26 |  | RMB | 1990 | 上海余阳贸易有限公司 | 计量装置用于链锯刹车时间测量设备
EC3717 |  | Pink noise generator |  |  | SH Lab | 86#4F-Multimedia test lab | I | 2019-06-03 | 2020-06-02 | JSMI | Closed | 2007-10-11 |  | RMB | 6900 | 北京达敏机电技术研究所 | 粉红噪声发生器
EC3718 |  | Induction hotplate |  |  | SH Lab | 86#3F-Home appliance test lab | II | 2020-01-20 | 2021-01-19 | EC JK | Closed | 2008-05-22 14:21 |  | RMB | 1150 |  | Induction hotplate
EC3719 |  | Induction hotplate |  |  | SH Lab | 86#3F-Home appliance test lab | II | 2019-11-30 | 2020-11-29 | EC JK | Closed | 2008-05-22 14:21 |  | RMB | 1150 |  | Induction hotplate
EC3720 |  | thickness Guage |  |  | SH Lab | 86#1F-Tools & machinery test lab | II | 2019-11-30 | 2020-11-29 | EC JK | Closed | 2007-11-30 | 精度按CB scheme要求 | RMB | 11.5 | 上海华茂机床附件有限公司 | 厚度塞尺
EC3721 |  | Radii Guage |  |  | SH Lab | 86#1F-Tools & machinery test lab | II | 2019-11-30 | 2020-11-29 | ES AW | Closed | 2007-11-30 | 最好为英吋规(关键点为1/4in,1/8in), 如果只有公制规,关键点为3mm,6mm | RMB | 38 |  | 半径规
EC3722 |  | draught-proof enclosure |  |  | XM Lab | Xiamen test lab | III | 2007-12-20 | — | ES JH | Closed | 2007-12-18 | 建议用浙大三色,预计8000元 | RMB | 18000 | 东莞市寮步科翔自动化设备厂 | 防风罩
EC3723 |  | Steel disk |  |  | SH Lab | 86#3F-Home appliance test lab | II | 2007-12-18 | — | ES LWF | Disposal | 2008-05-14 15:25 | 编号重叠同EC3710 | RMB | 150 | 上海强坤机械制造有限公司 | Steel disk
EC3724 |  | air-condition |  |  | SH Lab | 85#5F-Gauge room | III | 2007-11-07 | — | ES JH | Closed | 2007-12-04 11:00 |  | RMB | 2524 |  | 量规室空调调换
EC3725 |  | test probe |  |  | SH Lab | 86#1F-Tools & machinery test lab | II | 2019-12-06 | 2020-12-05 | EC JK | Closed | 2007-12-06 |  | RMB | 300 | 上海强坤机械制造有限公司 | 圆触指
EC3726 |  | Taber Abraser and No. CS-10, CS-17 standardized abrasion test wheel |  |  | SH Lab | 86#1F-Tools & machinery test lab | II | 2020-02-27 | 2021-02-26 | EC JZ | Closed | 2007-11-13 |  | RMB | 60000 |  | Taber磨耗机和CS-10, CS-17标准测试磨轮
EC3727 |  | compress device for BS 1363 plug or socket |  |  | SH Lab | 85#5F-Gauge room | II | 2019-12-10 | 2020-12-09 | EC JK | Closed | 2007-12-10 |  | RMB | 1500 | 上海强坤机械制造有限公司 | 压缩装置
EC3728 |  | Plastic cylindrical |  |  | SH Lab | 86#3F-Cooking & HVAC test lab | III | 2007-12-10 | — | ES JH | Closed | 2007-12-10 |  | RMB | 100 |  | Plastic cylindrical
EC3729 |  | Variable voltage transformer |  |  | XM Lab | Xiamen test lab | III | 2007-12-10 | — | ES JH | Disposal | 2007-12-10 | 厦门购买 | RMB | 370 |  | 调压器
EC3730 |  | Leakage Current Filter |  |  | SH Lab | 86#2F-MD test lab | I | 2019-07-29 | 2020-07-28 | SIMT | Closed | 2007-12-21 |  | RMB | 800 |  | 泄漏电流测试盒
EC3731 |  | planer over speed tester |  | S-01-020 | SH Lab | 86#1F-Endurance test lab | III | 2007-12-05 | — | ES JH | Closed | 2007-12-19 | 用于电刨机械装置测试 | RMB | 25000 |  | 电刨超速测试
EC3731 | 1 | TACHOMETER |  |  | SH Lab | 86#1F-Endurance test lab | I | 2019-06-05 | 2020-06-04 | STIEA | Closed | 2007-12-19 11:21 | 用于电刨机械装置测试 | RMB | 25000 |  | 转速表
EC3732 |  | A glass type mercury reference thermometer |  | 1995-06-01 | SH Lab | 86#2F-Construction test lab(Ⅰ) | I | 2010-01-25 | — | SIMT | Disposal | 2008-01-03 |  | RMB | 100 |  | 水银标准温度计
EC3733 |  | A glass type mercury reference thermometer |  |  | SH Lab | 86#2F-Construction test lab(Ⅰ) | I | 2008-01-03 | — | SIMT | Damaged | 2008-01-03 |  | RMB | 100 |  | 水银标准温度计
EC3734 |  | Test Corner |  |  | XM Lab | Xiamen test lab | III | 2007-12-20 | — | ES JH | Closed | 2007-12-20 |  | RMB | 1700 |  | 试验测试角
EC3735 |  | Test Corner |  |  | XM Lab | Xiamen test lab | III | 2007-12-20 | — | ES JH | Closed | 2007-12-20 |  | RMB | 1650 |  | 试验测试角
EC3736 |  | Test Corner |  |  | XM Lab | Xiamen test lab | III | 2007-12-21 | — | ES JH | Closed | 2007-12-21 |  | RMB | 1650 |  | 试验测试角
EC3737 |  | Electronic Load (For battery test) |  |  | SH Lab | 86#2F-Performance test lab | I | 2016-08-02 | — | JSMI | Out of service | 2007-11-08 | Can be mounting on shelf(可以固定在实验台上，做成三层台架)，封存； | RMB | 5000 | 深圳市新威尔电子有限公司 | 电子负载（电池测试用）
EC3738 |  | Electronic Load (For battery test) |  |  | SH Lab | 86#2F-Performance test lab | I | 2016-08-02 | — | JSMI | Out of service | 2007-11-08 | Can be mounting on shelf(可以固定在实验台上，做成三层台架)，封存； | RMB | 5000 | 深圳市新威尔电子有限公司 | 电子负载（电池测试用）
EC3739 |  | Electronic load (For battery test) |  |  | SH Lab | 51#7F-PPT test lab | II | 2017-10-09 | — | ES CZ | Out of service | 2008-01-12 | Can be mounting on shelf(可以固定在实验台上，做成三层台架)，封存2018.11.08 | RMB | 36800 | 深圳市新威尔电子有限公司 | 电子负载 (电池测试用)
EC3740 |  | Thermal endurance tester |  |  | SH Lab | 86#1F-General test lab | III | 2007-12-25 | — | ES JH | Closed | 2007-12-25 | ACCE 申请购买的 | RMB | 3600 |  | 温控器耐久试验器
EC3741 |  | Needle flame test apparatus |  |  | XM Lab | Xiamen test lab | II | 2019-06-16 | 2020-06-15 | ES AW | Closed | 2008-05-16 13:25 |  | RMB | 35500 | 珠海安联电子有限公司 | 针焰测试仪
EC3741 | 1 | Needle flame test apparatus |  |  | XM Lab | Xiamen test lab | I | 2019-04-18 | 2020-04-17 | JSMI | Closed |  |  | RMB | 35500 | 珠海安联电子有限公司 | 针焰测试仪-----温控器
EC3742 | 1 | gauge |  |  | SH Lab | 85#5F-Gauge room | II | 2019-09-26 | 2020-09-25 | EC JK | Closed | 2008-12-26 15:16 |  | RMB | 1200 |  | 量规figD1
EC3742 | 2 | gauge |  |  | SH Lab | 85#5F-Gauge room | II | 2019-09-26 | 2020-09-25 | EC JK | Closed | 2008-12-26 15:17 |  | RMB | 1200 |  | 量规figD1
EC3742 | 3 | gauge |  |  | SH Lab | 85#5F-Gauge room | II | 2019-09-26 | 2020-09-25 | EC JK | Closed | 2008-12-26 15:18 |  | RMB | 1200 |  | 量规figD1
EC3743 | 1 | gauge |  |  | SH Lab | 85#5F-Gauge room | II | 2019-09-26 | 2020-09-25 | EC JK | Closed | 2008-12-26 15:14 |  | RMB | 2150 |  | 量规fig G1
EC3743 | 2 | gauge |  |  | SH Lab | 85#5F-Gauge room | II | 2019-09-26 | 2020-09-25 | EC JK | Closed | 2008-12-26 15:15 |  | RMB | 2150 |  | 量规fig G1
EC3744 | 1 | gauge |  |  | SH Lab | 85#5F-Gauge room | II | 2011-09-26 | — | ES LWF | Disposal | 2008-12-26 16:02 |  | RMB | 650 |  | 量规fig A1
EC3744 | 2 | gauge |  |  | SH Lab | 85#5F-Gauge room | II | 2011-09-26 | — | ES LWF | Disposal | 2008-12-26 16:02 |  | RMB | 650 |  | 量规fig A1
EC3744 | 3 | gauge |  |  | SH Lab | 85#5F-Gauge room | II | 2011-09-26 | — | ES LWF | Disposal | 2008-12-26 16:03 |  | RMB | 650 |  | 量规fig A1
EC3745 |  | gauge |  |  | SH Lab | 85#5F-Gauge room | II | 2019-09-26 | 2020-09-25 | EC JK | Closed | 2008-12-26 16:01 |  | RMB | 650 |  | 量规fig B1
EC3746 | 1 | gauge |  |  | SH Lab | 85#5F-Gauge room | II | 2019-09-26 | 2020-09-25 | EC JK | Closed | 2008-12-26 15:58 |  | RMB | 1050 |  | 量规fig C1
EC3746 | 2 | gauge |  |  | SH Lab | 85#5F-Gauge room | II | 2019-09-26 | 2020-09-25 | EC JK | Closed | 2008-12-26 15:59 |  | RMB | 1050 |  | 量规fig C1
EC3746 | 3 | gauge |  |  | SH Lab | 85#5F-Gauge room | II | 2019-09-26 | 2020-09-25 | EC JK | Closed | 2008-12-26 16:00 |  | RMB | 1050 |  | 量规fig C1
EC3747 |  | gauge |  |  | SH Lab | 85#5F-Gauge room | II | 2019-09-26 | 2020-09-25 | EC JK | Closed | 2008-12-26 16:40 |  | RMB | 1150 |  | 量规3.6
EC3748 |  | gauge |  |  | SH Lab | 85#5F-Gauge room | II | 2019-09-26 | 2020-09-25 | EC JK | Closed | 2009-09-02 14:45 |  | RMB | 1050 |  | 量规
EC3749 |  | gauge |  |  | SH Lab | 85#5F-Gauge room | II | 2019-09-26 | 2020-09-25 | EC JK | Closed | 2009-09-02 14:45 |  | RMB | 650 |  | 量规
EC3750 |  | gauge |  |  | SH Lab | 85#5F-Gauge room | II | 2019-06-03 | 2020-06-02 | ES AW | Closed | 2009-09-02 14:46 |  | RMB | 1600 |  | 量规
EC3751 | 1 | gauge |  |  | SH Lab | 85#5F-Gauge room | II | 2011-09-26 | — | ES LWF | Disposal | 2008-12-26 16:23 |  | RMB | 1350 | 兴侃机电五金有限公司 | figF1
EC3751 | 2 | gauge |  |  | SH Lab | 85#5F-Gauge room | II | 2011-09-26 | — | ES LWF | Disposal | 2008-12-26 16:22 |  | RMB | 1350 | 兴侃机电五金有限公司 | figF1
EC3752 |  | Sieve |  |  | SH Lab | 86#3F-Construction test lab (Ⅱ) | III | 2008-01-08 | — | ES JH | Closed | 2008-01-08 | Refer to attached page. | RMB | 2500 | 上海市徐汇区启建白铁经营部 | 筛子
EC3753 |  | Sieve |  |  | SH Lab | 86#3F-Construction test lab (Ⅱ) | III | 2009-01-09 | — | ES LWF | Closed | 2009-01-09 | Refer to attached page. | RMB | 2500 | 上海市徐汇区启建白铁经营部 | 筛子
EC3754 |  | Telecom impedance stabilization network |  | 20509 | SH Lab | 86#4F-EMI Shielding room | I | 2019-02-12 | 2020-02-11 | SIMT | Calibrating | 2008-01-17 |  | USD | 900 | Fischer Custom Communications, Inc. | 阻抗稳定网络
EC3755 |  | Telecom impedance stabilization network |  | 20510 | SH Lab | 86#4F-EMI Shielding room | I | 2019-02-12 | 2020-02-11 | SIMT | Calibrating | 2008-01-17 |  | USD | 1200 | Fischer Custom Communications, Inc. | 阻抗稳定网络
EC3756 |  | Telecom impedance stabilization network |  | 20511 | SH Lab | 86#4F-EMI Shielding room | I | 2019-02-12 | 2020-02-11 | SIMT | Calibrating | 2008-01-17 |  | USD | 1550 | Fischer Custom Communications, Inc. | 阻抗稳定网络
EC3757 |  | AC Digital Power Meter | AN8720P | 787120022 | SH Lab | 86#3F-Heating & motor test lab | I | 2019-05-18 | 2020-05-17 | JSMI | Closed | 2008-04-14 13:11 |  | RMB | 3400 | 艾诺仪器公司 | 积分功率表
EC3758 |  | micrometer |  | C76351 | CN FAC | 86#4F-Calibration room | I | 2019-01-21 | 2020-01-20 | SIMT | Calibrating | 2008-01-15 |  | RMB | 288 |  | 数显千分尺
EC3759 |  | Shore durometer |  | 80016665 | SH Lab | 85#5F-ACCE & LUM test lab | I | 2019-05-07 | 2020-05-06 | JSMI | Closed | 2008-01-24 |  | RMB | 310 | 乐清市艾力仪器有限公司 | 邵氏硬度计
EC3760 |  | FIG.4 |  |  | SH Lab | 86#1F-Tools & machinery test lab | I | 2019-03-11 | 2020-03-10 | SIMT | Calibrating | 2008-04-17 10:10 |  | RMB | 800 |  | 泄露电流用模拟阻抗盒（figure4）
EC3761 |  | Electronic tachometer | SZG-441C | 711075 | QD | Qindao test lab | I | 2020-01-15 | 2021-01-14 | GRGT | Closed | 2008-02-01 | 测量工具转速 | RMB | 850 | 上海上自仪转速表仪表电机有限公司 | 转速计
EC3762 |  | 供水压力调节系统 | 3DSY-360/3.5 |  | SH Lab | 86#3F-Home appliance test lab | III | 2008-01-18 | — | ES JX | Closed | 2008-06-16 17:13 |  | RMB | 1300 | 上海飞舟试压泵制造有限公司 | 供水压力调节系统
EC3763 |  | surge tester |  |  | SH Lab | 86#4F-Multimedia test lab | I | 2019-02-01 | 2020-04-30 | JSMI | Closed | 2008-01-24 |  | RMB | 24000 | 上海耀星科技有限公司 | 浪涌发生器
EC3764 |  | NET |  |  | SH Lab | 86#2F-2F Power distribution room | III | 2008-01-15 | — | ES JH | Closed | 2008-01-15 |  | RMB | 100 |  | 焊机输出峰值电压测试盒
EC3765 | 1 | one set of weight in kg |  |  | SH Lab | 85#5F-Gauge room | II | 2020-01-23 | 2021-01-22 | ES AW | Closed | 2008-04-16 16:00 |  | RMB | 305 | 上海强坤机械制造有限公司 | 1kg 砝码
EC3765 | 2 | one set of weight in kg |  |  | SH Lab | 85#5F-Gauge room | II | 2020-01-23 | 2021-01-22 | ES AW | Closed | 2009-03-29 13:06 |  | RMB | 305 | 上海强坤机械制造有限公司 | 1kg 砝码
EC3765 | 3 | one set of weight in kg |  |  | SH Lab | 85#5F-Gauge room | II | 2020-01-23 | 2021-01-22 | ES AW | Closed | 2008-04-16 16:00 |  | RMB | 305 | 上海强坤机械制造有限公司 | 1kg 砝码
EC3766 | 1 | one set of weight in kg |  |  | SH Lab | 85#5F-Gauge room | II | 2020-01-23 | 2021-01-22 | ES AW | Closed | 2008-04-16 16:02 |  | RMB | 305 | 上海强坤机械制造有限公司 | 2kg 砝码
EC3766 | 2 | one set of weight in kg |  |  | SH Lab | 85#5F-Gauge room | II | 2020-01-23 | 2021-01-22 | ES AW | Closed | 2009-03-29 13:06 |  | RMB | 305 | 上海强坤机械制造有限公司 | 2kg 砝码
EC3766 | 3 | one set of weight in kg |  |  | SH Lab | 85#5F-Gauge room | II | 2020-01-23 | 2021-01-22 | ES AW | Closed | 2009-03-29 13:06 |  | RMB | 305 | 上海强坤机械制造有限公司 | 2kg 砝码
EC3771 |  | one set of weight in kg |  |  | SH Lab | 85#5F-Gauge room | II | 2020-01-23 | 2021-01-22 | ES AW | Closed | 2008-04-16 16:02 |  | RMB | 305 | 上海强坤机械制造有限公司 | 3kg 砝码
EC3772 |  | one set of weight in kg |  |  | SH Lab | 85#5F-Gauge room | II | 2020-01-23 | 2021-01-22 | ES AW | Closed | 2008-04-16 16:02 |  | RMB | 305 | 上海强坤机械制造有限公司 | 6kg 砝码
EC3773 | 1 | one set of weight in Kg |  |  | SH Lab | 85#5F-Gauge room | II | 2020-01-23 | 2021-01-22 | ES AW | Closed | 2008-04-15 15:20 |  | RMB | 280 | 上海强坤机械制造有限公司 | 0.5kg 挂码
EC3773 | 2 | one set of weight in Kg |  |  | SH Lab | 85#5F-Gauge room | II | 2020-01-23 | 2021-01-22 | ES AW | Closed | 2009-03-29 13:06 |  | RMB | 280 | 上海强坤机械制造有限公司 | 0.5kg 挂码
EC3775 |  | one set of weight in Kg |  |  | SH Lab | 85#5F-ACCE & LUM test lab | II | 2020-01-23 | 2021-01-22 | ES AW | Closed | 2008-04-15 15:18 |  | RMB | 280 | 上海强坤机械制造有限公司 | 1kg 挂码
EC3777 | 1 | one set of weight in Kg |  |  | SH Lab | 85#5F-Gauge room | II | 2020-01-23 | 2021-01-22 | ES AW | Closed | 2008-01-29 11:23 |  | RMB | 280 | 上海强坤机械制造有限公司 | 2kg 挂码
EC3777 | 2 | one set of weight in Kg |  |  | SH Lab | 85#5F-ACCE & LUM test lab | II | 2020-01-23 | 2021-01-22 | ES AW | Closed | 2008-04-15 15:22 |  | RMB | 280 | 上海强坤机械制造有限公司 | 2kg 挂码
EC3778 |  | megaohm meter |  | 32809 | QD | Qindao test lab | I | 2019-03-14 | 2020-03-13 | GRGT | Calibrating | 2008-02-25 |  | RMB | 400 | 上海远中电子仪器厂 | 兆欧表
EC3779 |  | Alarm Clock |  |  | SH Lab | 86#1F-General test lab | I | 2019-03-18 | 2020-03-17 | JSMI | Calibrating | 2008-01-24 |  | RMB | 35 |  | 闹钟
EC3780 |  | tumbling test device |  |  | SH ACCE | 85#5F-ACCE & LUM test lab | II | 2020-02-13 | 2021-02-12 | ES AW | Closed | 2008-02-13 |  | RMB | 11000 | 上海强坤机械制造有限公司 | 滚桶测试装置(for BS 1363 plug or adaptor),
EC3781 |  | snatch test equipment |  |  | SH ACCE | 85#5F-ACCE & LUM test lab | II | 2020-02-21 | 2021-02-20 | ES AW | Closed | 2009-02-19 09:30 | ACCE 申请购买的 | RMB | 3600 |  | 突拉测试装置(BS1363-1不可拆插头用)
EC3781 | 1 | weight |  |  | SH ACCE | 85#5F-ACCE & LUM test lab | II | 2020-02-21 | 2021-02-20 | ES AW | Closed | 2008-04-15 15:17 |  | RMB | 3600 |  | 突拉测试装置(BS1363-1不可拆插头用)
EC3781 | 2 | weight |  |  | SH ACCE | 85#5F-ACCE & LUM test lab | II | 2020-02-21 | 2021-02-20 | ES AW | Closed | 2008-02-27 17:29 |  | RMB | 3600 |  | 突拉测试装置(BS1363-1不可拆插头用)
EC3782 | 1 | test plug for temperature rise of socket |  |  | SH Lab | 85#5F-ACCE & LUM test lab | II | 2020-03-04 | 2021-03-03 | EC JK | Closed | 2008-03-04 |  | RMB | 2500 |  | BS插座标准温升用测试用插头
EC3782 | 2 | test plug for temperature rise of socket |  |  | SH Lab | 85#5F-ACCE & LUM test lab | II | 2020-03-04 | 2021-03-03 | EC JK | Closed | 2008-03-04 |  | RMB | 2500 |  | BS插座标准温升用测试用插头
EC3782 | 3 | test plug for temperature rise of socket |  |  | SH Lab | 85#5F-ACCE & LUM test lab | II | 2020-03-04 | 2021-03-03 | EC JK | Closed | 2008-03-04 |  | RMB | 2500 |  | BS插座标准温升用测试用插头
EC3782 | 4 | test plug for temperature rise of socket |  |  | SH Lab | 85#5F-ACCE & LUM test lab | II | 2009-03-04 | — | ES LWF | Out of service | 2008-03-04 | 送国外 | RMB | 2500 |  | BS插座标准温升用测试用插头
EC3783 |  | Temperature and humidity recorder |  | 707068 | SH Lab | 86#4F-EMI Shielding room | I | 2019-03-11 | 2020-03-10 | JSMI | Calibrating | 2008-01-29 | 原EC3325经计量评估后，降级或限制使用, 不能满足要求 | RMB | 1790 | 上海气象仪器厂有限公司 | 温湿度仪
EC3784 | 1 | Compression test equipment |  |  | SH Lab | 86#4F-Multimedia test lab | III | 2008-03-03 | — | ES JH | Closed | 2008-04-14 09:24 |  | RMB | 1800 |  | 密封圈压力测试装置
EC3784 | 2 | Compression test equipment |  |  | SH Lab | 86#4F-Multimedia test lab | II | 2019-03-03 | 2020-03-02 | ES AW | Closed | 2008-04-10 17:31 |  | RMB | 1800 |  | 密封圈压力测试装置
EC3784 | 3 | Compression test equipment |  |  | SH Lab | 86#4F-Multimedia test lab | II | 2019-03-03 | 2020-03-02 | ES AW | Closed | 2008-04-10 17:33 |  | RMB | 1800 |  | 密封圈压力测试装置
EC3785 |  | Digital caliper |  | 6090111 | SH Lab | 86#4F-Multimedia test lab | I | 2019-08-21 | 2020-08-20 | JSMI | Closed | 2008-02-25 |  | RMB | 300 | 上海量具刃具厂 | 数显游标卡尺
EC3786 | 1 | calibrated fuse link for test used in BS plug |  |  | SH Lab | 85#5F-ACCE & LUM test lab | II | 2013-03-05 | — | ES LLS | Damaged | 2008-02-15 13:42 |  | RMB | 300 | BPI | 插头用校正保险丝
EC3786 | 2 | calibrated fuse link for test used in BS plug |  |  | SH ACCE | 85#5F-ACCE & LUM test lab | II | 2016-07-27 | — | ES HG | Disposal |  |  | RMB | 300 | BPI | 插头用校正保险丝
EC3786 | 3 | calibrated fuse link for test used in BS plug |  |  | SH Lab | 85#5F-ACCE & LUM test lab | II | 2013-03-05 | — | ES LLS | Damaged |  |  | RMB | 300 | BPI | 插头用校正保险丝
EC3787 |  | Endurance test box |  |  | QD | Qindao test lab | II | 2019-05-16 | 2020-05-15 | ES AW | Closed | 2008-03-25 10:18 | 最大电流20A | RMB | 500 | ITS | 耐久测试装置100s通20s断开
EC3788 |  | 0.2mm steel probe |  |  | SH Lab | 85#5F-Gauge room | II | 2018-02-24 | — | ES AW | Disposal | 2008-03-04 |  | RMB | 500 | 上海强坤机械制造有限公司 | 0.2mm细金属探棒
EC3789 | 1 | rigid metal pin |  |  | SH Lab | 85#5F-Gauge room | II | 2020-02-24 | 2021-02-23 | ES AW | Closed | 2008-03-04 |  | RMB | 600 | 上海强坤机械制造有限公司 | 硬金属针
EC3789 | 2 | rigid metal pin |  |  | SH Lab | 85#5F-Gauge room | II | 2020-02-24 | 2021-02-23 | ES AW | Closed | 2008-03-04 |  | RMB | 600 | 上海强坤机械制造有限公司 | 硬金属针
EC3789 | 3 | rigid metal pin |  |  | SH Lab | 85#5F-Gauge room | II | 2020-02-24 | 2021-02-23 | ES AW | Closed | 2008-03-04 |  | RMB | 600 | 上海强坤机械制造有限公司 | 硬金属针
EC3790 |  | oscilloscope |  | C020166 | SH Lab | 85#5F-ACCE & LUM test lab | I | 2019-04-15 | 2020-04-14 | JSMI | Closed | 2008-04-09 13:46 | 配PC通讯套件 | RMB | 55500 | TEKTRONIX | 示波器
EC3791 |  | high voltage probe |  |  | SH Lab | 85#5F-ACCE & LUM test lab | I | 2009-03-23 | — | SIMT | Disposal | 2008-04-09 13:45 | 与示波器(PA07120855)配套 | RMB | 12500 | TEKTRONIX | 高压探头
EC3792 | 1 | box |  |  | SH Lab | 85#5F-Gauge room | III | 2008-02-21 | — | ES JH | Closed | 2009-09-08 10:27 |  | RMB | 40 |  | 木盒子
EC3792 | 10 | box |  |  | SH Lab | 85#5F-Gauge room | III | 2008-02-21 | — | ES JH | Closed | 2009-09-09 19:11 |  | RMB | 40 |  | 木盒子
EC3792 | 11 | box |  |  | SH Lab | 85#5F-Gauge room | III | 2008-02-21 | — | ES JH | Closed | 2009-09-09 19:07 |  | RMB | 40 |  | 挖孔小木盒
EC3792 | 12 | box |  |  | SH Lab | 85#5F-Gauge room | III | 2008-02-21 | — | ES JH | Closed | 2009-09-09 19:07 |  | RMB | 40 |  | 挖孔小木盒
EC3792 | 13 | box |  |  | SH Lab | 85#5F-Gauge room | III | 2008-02-21 | — | ES JH | Closed | 2009-09-09 19:07 |  | RMB | 30 |  | 未油漆的木盒
EC3792 | 14 | box |  |  | SH Lab | 85#5F-Gauge room | III | 2008-02-21 | — | ES JH | Closed | 2009-09-09 19:07 |  | RMB | 30 |  | 未油漆的木盒
EC3792 | 15 | box |  |  | SH Lab | 85#5F-Gauge room | III | 2009-01-05 | — | ES LWF | Closed | 2009-09-09 19:07 |  | RMB | 0 |  | 铁盒
EC3792 | 16 | box |  |  | SH Lab | 85#5F-Gauge room | III | 2009-01-05 | — | ES LWF | Closed | 2009-09-09 19:07 |  | RMB | 0 |  | 铁盒
EC3792 | 2 | box |  |  | SH Lab | 85#5F-Gauge room | III | 2008-02-21 | — | ES JH | Closed | 2009-09-09 19:09 |  | RMB | 40 |  | 木盒子
EC3792 | 3 | box |  |  | SH Lab | 85#5F-Gauge room | III | 2008-02-21 | — | ES JH | Closed | 2009-09-09 19:08 |  | RMB | 40 |  | 木盒子
EC3792 | 4 | box |  |  | SH Lab | 85#5F-Gauge room | III | 2008-02-21 | — | ES JH | Closed | 2009-09-09 19:08 |  | RMB | 40 |  | 木盒子
EC3792 | 5 | box |  |  | SH Lab | 85#5F-Gauge room | III | 2008-02-21 | — | ES JH | Closed | 2009-09-09 19:08 |  | RMB | 40 |  | 木盒子
EC3792 | 6 | box |  |  | SH Lab | 85#5F-Gauge room | III | 2008-02-21 | — | ES JH | Closed | 2009-09-09 19:08 |  | RMB | 40 |  | 木盒子
EC3792 | 7 | box |  |  | SH Lab | 85#5F-Gauge room | III | 2008-02-21 | — | ES JH | Closed | 2009-09-09 19:08 |  | RMB | 40 |  | 木盒子
EC3792 | 8 | box |  |  | SH Lab | 85#5F-Gauge room | III | 2008-02-21 | — | ES JH | Closed | 2009-09-09 19:08 |  | RMB | 40 |  | 木盒子
EC3792 | 9 | box |  |  | SH Lab | 85#5F-Gauge room | III | 2008-02-21 | — | ES JH | Closed | 2009-09-09 19:08 |  | RMB | 40 |  | 木盒子
EC3793 |  | Scratch tester for insulation layer |  |  | SH Lab | 86#3F-Home appliance test lab | II | 2012-09-03 | — | ES LLS | Out of service | 2007-09-03 | Transfer from HZ (EH1468) | RMB | 35000 | 协和机电 | 涂层耐划痕试验机
EC3794 |  | current transformer | 110 | 123171 | SH Lab | 85#5F-Gauge room | I | 2018-07-20 | 2020-07-19 | XMMI | Closed | 2008-04-09 13:47 |  | RMB | 7800 | Pearson Electronics ,inc. | 电流互感器
EC3795 |  | Test probe |  |  | SH Lab | Shibei PV lab | II | 2019-10-10 | 2020-10-09 | EC JZ | Closed | 2008-05-19 10:28 | refere figure15.1(ul 1703 page 22) | RMB | 1200 |  | 美标测试指
EC3796 |  | impact ball |  |  | SH Lab | Shibei PV lab | II | 2019-10-08 | 2020-10-07 | SETRI | Closed | 2008-03-02 |  | RMB | 100 |  | 冲击球
EC3797 | 1 | 辅助测试设备 |  |  | SH Lab | 86#2F-Power supply test lab | III | 2008-03-05 | — | ES LWF | Closed | 2008-04-02 14:25 |  | RMB | 120 |  | 辅助测试设备
EC3797 | 2 | 辅助测试设备 |  |  | SH Lab | 86#2F-Power supply test lab | III | 2008-03-05 | — | ES LWF | Closed |  |  | RMB | 120 |  | 辅助测试设备
EC3797 | 3 | 辅助测试设备 |  |  | SH Lab | 86#2F-Power supply test lab | III | 2008-03-05 | — | ES LWF | Closed |  |  | RMB | 120 |  | 辅助测试设备
EC3797 | 4 | 辅助测试设备 |  |  | SH Lab | 86#2F-2F Power distribution room | III | 2008-03-05 | — | ES JH | Closed | 2008-03-25 17:33 |  | RMB | 120 |  | 辅助测试设备
EC3797 | 5 | 辅助测试设备 |  |  | SH Lab | 86#2F-Power supply test lab | III | 2008-03-05 | — | ES LWF | Closed |  |  | RMB | 120 |  | 辅助测试设备
EC3798 |  | torque screwdriver |  |  | SH Lab | 85#5F-B5F Power distribution room | I | 2009-03-13 | — | SIMT | Damaged | 2008-04-09 10:41 | 0.4~3 N.M | RMB | 1050 | KANON | 扭矩螺丝刀
EC3799 |  | pressure meter |  | 07-11-Z1675 | SH Lab | 86#1F-Tools & machinery test lab | I | 2018-12-28 | 2019-12-27 | JSMI | Calibrating | 2008-04-16 15:41 |  | RMB | 240 |  | 磁助电接点压力表
EC3800 |  | Reactance |  |  | SH Lab | 86#1F-General test lab | III | 2008-03-04 | — | ES JH | Closed | 2008-03-04 14:04 |  | RMB | 860 | 上海桑科机电设备成套工程有限公司 | 电抗器2-800mH可调(可并联在500V50HZ电源上)
EC3801 | 1 | variable transformer with insulation transformer |  |  | SH Lab | 51#7F-CM test lab | III | 2008-03-21 | — | ES JH | Closed | 2008-04-09 11:15 |  | RMB | 3950 | 上海桑科机电设备成套工程有限公司 | 调压器带隔离变压器
EC3801 | 2 | variable transformer with insulation transformer |  |  | SH Lab | 51#7F-CM test lab | III | 2008-03-21 | — | ES JH | Closed | 2008-03-21 15:11 |  | RMB | 3950 | 上海桑科机电设备成套工程有限公司 | 调压器带隔离变压器
EC3802 |  | Static loading |  |  | SH Lab | 86#3F-Heating & motor test lab | II | 2019-06-02 | 2020-06-01 | ES AW | Closed | 2009-01-20 15:10 |  | RMB | 1600 |  | Static loading
EC3802 | 1 | Static loading | L=100,G=17KG |  | SH Lab | 86#3F-Heating & motor test lab | II | 2019-06-02 | 2020-06-01 | ES AW | Closed | 2009-01-20 15:11 |  | RMB | 1600 |  | Static loading
EC3803 |  | Temperature and humidity recorder | ZJ1-2B | 712148 | SH Lab | 85#5F-ACCE & LUM test lab | I | 2016-08-12 | — | JSMI | Out of service | 2008-04-09 13:41 | 封存2017.8.12 | RMB | 1790 | 上海气象仪器厂有限公司 | 温湿度自动记录仪
EC3804 |  | AC digital power meter | 8770A | 870710288 | SH Lab | 86#4F-Multimedia test lab | II | 2019-03-21 | 2020-03-20 | EC JK | Closed | 2008-04-09 11:14 |  | RMB | 1780 | 青岛青智仪器有限公司 | 交直流数字功率表
EC3805 |  | Truncated cone |  |  | SH Lab | 86#3F-Home appliance test lab | II | 2019-03-26 | 2020-03-25 | EC JK | Closed | 2008-04-02 10:32 | Material: stainless steel | RMB | 1320 | 上海兴侃机电五金有限公司 | 截形圆锥体
EC3806 |  | test pin |  |  | SH Lab | 86#2F-Construction test lab(Ⅰ) | III | 2008-03-04 | — | SIMT | Closed | 2008-05-19 14:00 |  | RMB | 250 |  | 触指
EC3807 |  | test piece |  |  | SH Lab | 85#5F-ACCE & LUM test lab | III | 2008-03-05 | — | ES LWF | Closed | 2008-03-05 |  | RMB | 200 | 上海塑料研究所 | 测试片
EC3808 |  | konica minolta-Digital Luxmeter | T-10 | 33721027 / 52711044 | SH Lab | 51#7F-LUM test lab | I | 2019-04-11 | 2020-04-10 | JSMI | Closed | 2008-04-09 13:40 | 参照附件说明 | RMB | 7600 | KONICA MINOLTA | 美能达T-10照度计
EC3809 |  | nominal non-inductive resistance | 2000 ohm |  | SH Lab | 86#3F-Cooking & HVAC test lab | III | 2008-04-03 | — | ES JH | Closed | 2008-04-16 14:45 |  | RMB | 50 | 上海胜新电阻厂 | 无感电阻
EC3810 |  | Electrical Iron test use table |  |  | SH Lab | 51#7F-PPT test lab | III | 2008-04-07 | — | ES JH | Closed | 2008-04-10 13:14 |  | RMB | 1900 | 兴侃机电五金有限公司 | 电熨斗测试台架
EC3810 | 1 | Electrical Iron soleplate temperature test fixture |  |  | SH Lab | 51#7F-PPT test lab | III | 2008-04-07 | — | ES JH | Closed | 2008-04-10 13:01 |  | RMB | 237.5 | 上海兴侃机电五金有限公司 | 电熨斗底盘温度测试装置
EC3810 | 2 | Electrical Iron soleplate temperature test fixture |  |  | SH Lab | 51#7F-PPT test lab | III | 2008-04-07 | — | ES JH | Closed | 2008-04-10 12:59 |  | RMB | 237.5 | 上海兴侃机电五金有限公司 | 电熨斗底盘温度测试装置
EC3810 | 3 | Electrical Iron soleplate temperature test fixture |  |  | SH Lab | 51#7F-PPT test lab | III | 2008-04-07 | — | ES JH | Closed | 2008-04-10 12:58 |  | RMB | 237.5 | 上海兴侃机电五金有限公司 | 电熨斗底盘温度测试装置
EC3810 | 4 | Electrical Iron soleplate temperature test fixture |  |  | SH Lab | 51#7F-PPT test lab | III | 2008-04-07 | — | ES JH | Closed | 2008-04-10 12:56 |  | RMB | 237.5 | 上海兴侃机电五金有限公司 | 电熨斗底盘温度测试装置
EC3810 | 5 | Electrical Iron soleplate temperature test fixture |  |  | SH Lab | 51#7F-PPT test lab | III | 2008-04-07 | — | ES JH | Closed | 2008-04-10 12:55 |  | RMB | 237.5 | 上海兴侃机电五金有限公司 | 电熨斗底盘温度测试装置
EC3810 | 6 | Electrical Iron soleplate temperature test fixture |  |  | SH Lab | 51#7F-PPT test lab | III | 2008-04-08 | — | ES JH | Closed | 2008-04-10 12:53 |  | RMB | 237.5 | 上海兴侃机电五金有限公司 | 电熨斗底盘温度测试装置
EC3810 | 7 | Electrical Iron soleplate temperature test fixture |  |  | SH Lab | 51#7F-PPT test lab | III | 2008-04-07 | — | ES JH | Closed | 2008-04-09 17:33 |  | RMB | 237.5 | 上海兴侃机电五金有限公司 | 电熨斗底盘温度测试装置
EC3810 | 8 | Electrical Iron soleplate temperature test fixture |  |  | SH Lab | 51#7F-PPT test lab | III | 2008-04-07 | — | ES JH | Closed | 2008-04-09 17:31 |  | RMB | 237.5 | 上海兴侃机电五金有限公司 | 电熨斗底盘温度测试装置
EC3811 |  | Oscilloscope | TDS3012B | C011506 | SH Lab | 86#4F-Multimedia test lab | I | 2019-04-25 | 2020-04-24 | JSMI | Closed | 2008-04-09 16:41 |  | RMB | 31000 | Tektronix | 示波器
EC3811 | 1 | Voltage probe | P5100 |  | SH Lab | 86#4F-Multimedia test lab | III | 2008-04-08 | — | ES JH | Closed | 2008-04-09 15:20 |  | RMB | 3100 | Tektronix | 电压探头
EC3812 |  | test probe |  |  | QD | Qindao test lab | II | 2019-05-16 | 2020-05-15 | EC JZ | Closed | 2008-04-14 10:47 |  | RMB | 350 | 上海强坤机械制造有限公司 | 测试棒
EC3813 |  | test probe |  |  | SH Lab | 86#3F-Heating & motor test lab | II | 2019-04-09 | 2020-04-08 | ES AW | Closed | 2008-04-16 14:46 | 长度约为：100 mm | RMB | 500 | 上海兴侃机电五金有限公司 | 试验棒
EC3814 |  | Pan and lid |  |  | SH Lab | 86#3F-Construction test lab (Ⅱ) | II | 2019-04-25 | 2020-04-24 | ES AW | Closed | 2008-04-25 13:34 | height: 100mm;Diameter:200mm;material:Aluminum | RMB | 1300 | 上海余阳贸易有限公司 | Pans and lid
EC3815 |  | DC insualation tester | PC27-1 | 33274 | SH Lab | Shibei PV lab | I | 2014-04-10 | — | SQI | Out of service | 2008-05-05 13:46 | 封存 | RMB | 390 | 上海远中电子仪器厂 | 直流绝缘测试仪
EC3816 |  | sound lever meter | TES1357 | 70709026 | SH Lab | 51#7F-CM test lab | I | 2010-04-09 | — | SIMT | Damaged | 2008-05-06 14:48 |  | RMB | 1050 | 台湾泰仕TES | 噪音计
EC3817 | 1 | Steel Disk |  |  | SH Lab | 86#3F-Construction test lab (Ⅱ) | III | 2009-04-17 | — | ES LWF | Closed | 2008-05-14 15:22 | Material: low carbon steel | RMB | 300 |  | Steel Disk
EC3817 | 2 | Steel Disk |  |  | SH Lab | 86#3F-Construction test lab (Ⅱ) | III | 2009-04-17 | — | ES LWF | Closed | 2008-05-22 14:17 | Material: low carbon steel | RMB | 300 |  | Steel Disk
EC3817 | 3 | Steel Disk |  |  | SH Lab | 86#3F-Construction test lab (Ⅱ) | III | 2009-04-17 | — | ES LWF | Closed | 2009-04-09 15:00 | Material: low carbon steel | RMB | 300 |  | Steel Disk
EC3817 | 4 | Steel Disk |  |  | SH Lab | 86#3F-Construction test lab (Ⅱ) | III | 2009-04-17 | — | ES LWF | Closed | 2008-05-14 15:21 | Material: low carbon steel | RMB | 300 |  | Steel Disk
EC3818 | 1 | Testing Frame |  |  | SH Lab | 86#2F-Construction test lab(Ⅰ) | III | 2008-06-03 | — | ES LWF | Closed | 2009-01-15 09:24 | 具体尺寸见图纸 | RMB | 1500 |  | 测试支架
EC3818 | 2 | Testing Frame |  |  | SH Lab | 86#2F-Construction test lab(Ⅰ) | III | 2009-06-03 | — | ES LWF | Closed | 2009-01-15 09:24 | 具体尺寸见图纸 | RMB | 1500 |  | 测试支架
EC3818 | 3 | Testing Frame |  |  | SH Lab | 86#2F-Construction test lab(Ⅰ) | III | 2008-06-03 | — | ES LWF | Closed | 2009-01-15 09:23 | 具体尺寸见图纸 | RMB | 1500 |  | 测试支架
EC3818 | 4 | Testing Frame |  |  | SH Lab | 86#2F-Construction test lab(Ⅰ) | III | 2008-06-03 | — | ES LWF | Closed | 2009-01-15 09:23 | 具体尺寸见图纸 | RMB | 1500 |  | 测试支架
EC3818 | 5 | Testing Frame |  |  | SH Lab | 86#2F-Construction test lab(Ⅰ) | III | 2008-06-03 | — | ES LWF | Closed | 2009-01-15 09:23 | 具体尺寸见图纸 | RMB | 1500 |  | 测试支架
EC3818 | 6 | Testing Frame |  |  | SH Lab | 86#2F-Construction test lab(Ⅰ) | III | 2008-06-03 | — | ES LWF | Closed | 2009-01-15 09:22 | 具体尺寸见图纸 | RMB | 1500 |  | 测试支架
EC3819 |  | AC Digital Power Meter | 8770A | 870710286 | SH Lab | 86#2F-Power supply test lab | II | 2019-04-23 | 2020-04-22 | EC JK | Closed | 2008-04-24 14:47 | 8770A | RMB | 1780 | 青岛青智仪器有限公司 | AC Digital Power Meter
EC3820 |  | horizontal level ruler | M-1210 |  | XM Lab | Xiamen test lab | II | 2016-04-23 | — | EC JZ | Disposal | 2008-04-29 09:39 |  | RMB | 238 | 上海锦之堂进出口贸易有限公司 | 30倍带灯观目镜
EC3821 |  | Power Meter | 8775A | 870711450 | XM Lab | Xiamen test lab | I | 2019-09-06 | 2020-09-05 | GRGT | Closed | 2008-05-22 10:27 |  | RMB | 3300 | 青岛青智仪器有限公司 | 电参数仪
EC3822 |  | Digital power meter | WT210 | 91H425276 | SH Lab | 51#7F-LUM test lab | I | 2019-07-10 | 2020-07-09 | JSMI | Closed | 2008-05-20 14:05 | Model No:WT210 WTViewer Version 5.01 | RMB | 15050 | YOKOGAWA | 数字功率表
EC3823 |  | Surface roughness | 组合式 | 408 | CN FAC | 86#4F-Calibration room | I | 2019-04-29 | 2020-04-28 | SIMT | Closed | 2008-05-07 13:40 |  | RMB | 560 | 山东潍坊 | 表面粗糙度比较样板
EC3824 |  | Stopwatch | J9-II |  | SH Lab | 86#3F-Cooking & HVAC test lab | I | 2013-05-21 | — | SQI | Disposal | 2008-05-27 13:10 |  | RMB | 130 | 上海手表五厂 | Stopwatch
EC3825 |  | Bonding path resistance tester | 7314 | 1360375 | SH Lab | Shibei PV lab | I | 2019-06-24 | 2020-06-23 | JSMI | Closed | 2008-05-27 14:04 |  | RMB | 14400 | EXTECH | 电阻连续性测试仪
EC3826 |  | Test probe |  |  | SH Lab | 86#3F-Construction test lab (Ⅱ) | II | 2019-05-12 | 2020-05-11 | EC JZ | Closed | 2008-05-22 14:07 | Test probe 18 of IEC 61032 | RMB | 1800 |  | Test probe
EC3828 |  | isolating transformer with Variable Transformer | 定制 |  | SH Lab | 86#4F-Multimedia test lab | III | 2008-05-15 | — | ES JH | Closed | 2008-05-15 17:05 | 隔离变压器或者调压器其中一个为升压变压器 | RMB | 5700 | 上海桑科机电设备成套工程有限公司 | 隔离变压器带调压器
EC3829 |  | angle meter | 0-360游标万能角度尺 | 4-7110357 | QD | Qindao test lab | I | 2020-01-15 | 2021-01-14 | GRGT | Closed | 2009-06-26 10:02 |  | RMB | 193 | 上海量具刃具厂 | 量角器
EC3830 | 1 | Gauge |  |  | SH Lab | 85#5F-Gauge room | II | 2019-05-28 | 2020-05-27 | ES AW | Closed | 2008-12-26 17:13 |  | RMB | 1300 | 上海强坤机械制造有限公司 | 通规fig.101
EC3830 | 2 | Gauge |  |  | SH Lab | 85#5F-Gauge room | II | 2019-05-28 | 2020-05-27 | ES AW | Closed | 2008-12-26 17:13 |  | RMB | 1300 | 上海强坤机械制造有限公司 | 通规fig.101
EC3831 | 1 | Gauge |  |  | SH Lab | 85#5F-Gauge room | II | 2019-05-28 | 2020-05-27 | EC JZ | Closed | 2008-12-26 17:14 |  | RMB | 950 | 上海强坤机械制造有限公司 | 量规fig102
EC3831 | 2 | Gauge |  |  | SH Lab | 85#5F-Gauge room | II | 2019-05-28 | 2020-05-27 | EC JZ | Closed | 2008-12-26 17:14 |  | RMB | 950 |  | 量规fig102
EC3831 | 3 | Gauge |  |  | SH Lab | 85#5F-Gauge room | II | 2019-05-28 | 2020-05-27 | EC JZ | Closed | 2008-12-26 17:14 |  | RMB | 950 |  | 量规fig102
EC3831 | 4 | Gauge |  |  | SH Lab | 85#5F-Gauge room | II | 2019-05-28 | 2020-05-27 | EC JZ | Closed | 2008-12-26 17:14 |  | RMB | 950 |  | 量规fig102
EC3832 | 1 | Gauge |  |  | SH Lab | 85#5F-Gauge room | II | 2019-05-28 | 2020-05-27 | EC JZ | Closed | 2008-12-26 17:15 |  | RMB | 1200 |  | 量规fig104
EC3832 | 2 | Gauge |  |  | SH Lab | 85#5F-Gauge room | II | 2019-05-28 | 2020-05-27 | EC JZ | Closed | 2008-12-26 17:15 |  | RMB | 1200 |  | 量规fig104
EC3833 | 1 | Gauge |  |  | SH Lab | 85#5F-Gauge room | II | 2009-05-28 | — | ES LWF | Disposal | 2008-12-26 17:15 | 该量规无 | RMB | 0 |  | 量规fig105
EC3833 | 2 | Gauge |  |  | SH Lab | 85#5F-Gauge room | II | 2009-05-28 | — | ES LWF | Disposal | 2008-12-26 17:15 | 该量规无 | RMB | 0 |  | 量规fig105
EC3833 | 3 | Gauge |  |  | SH Lab | 85#5F-Gauge room | II | 2009-05-28 | — | ES LWF | Disposal | 2008-12-26 17:16 | 该量规无 | RMB | 0 |  | 量规fig105
EC3834 | 1 | Gauge |  |  | SH Lab | 85#5F-Gauge room | II | 2019-05-28 | 2020-05-27 | EC JZ | Closed | 2008-12-26 17:16 |  | RMB | 1800 |  | 量规fig107
EC3834 | 2 | Gauge |  |  | SH Lab | 85#5F-Gauge room | II | 2019-05-28 | 2020-05-27 | EC JZ | Closed | 2008-12-26 17:16 |  | RMB | 1800 |  | 量规fig107
EC3835 | 1 | Gauge |  |  | SH Lab | 85#5F-Gauge room | II | 2019-05-28 | 2020-05-27 | EC JZ | Closed | 2008-07-14 09:30 |  | RMB | 1200 |  | 量规fig.108
EC3835 | 2 | Gauge |  |  | SH Lab | 85#5F-Gauge room | II | 2019-05-28 | 2020-05-27 | EC JZ | Closed | 2008-07-14 09:29 |  | RMB | 1200 |  | 量规fig.108
EC3835 | 3 | Gauge |  |  | SH Lab | 85#5F-Gauge room | II | 2019-05-28 | 2020-05-27 | EC JZ | Closed | 2008-07-14 09:27 |  | RMB | 1200 |  | 量规fig.108
EC3835 | 4 | Gauge |  |  | SH Lab | 85#5F-Gauge room | II | 2019-05-28 | 2020-05-27 | EC JZ | Closed | 2008-07-14 09:26 |  | RMB | 1200 |  | 量规fig.108
EC3836 | 1 | Gauge |  |  | SH Lab | 85#5F-Gauge room | II | 2019-05-28 | 2020-05-27 | EC JZ | Closed | 2008-07-14 09:25 |  | RMB | 1600 |  | 量规fig.109
EC3836 | 2 | Gauge |  |  | SH Lab | 85#5F-Gauge room | II | 2019-05-28 | 2020-05-27 | EC JZ | Closed | 2008-07-14 09:24 |  | RMB | 1600 |  | 量规fig.109
EC3837 | 1 | Gauge |  |  | SH Lab |  | II | 2009-05-28 | — | ES LWF | Damaged | 2008-07-11 17:26 |  | RMB | 300 |  | 量规表110
EC3837 | 10 | Gauge |  |  | SH Lab |  | II | 2009-05-28 | — | ES LWF | Damaged | 2008-07-11 17:19 |  | RMB | 300 |  | 量规表110
EC3837 | 11 | Gauge |  |  | SH Lab |  | II | 2009-05-28 | — | ES LWF | Damaged | 2008-07-11 17:18 |  | RMB | 300 |  | 量规表110
EC3837 | 12 | Gauge |  |  | SH Lab |  | II | 2009-05-28 | — | ES LWF | Damaged | 2008-07-11 17:17 |  | RMB | 300 |  | 量规表110
EC3837 | 2 | Gauge |  |  | SH Lab |  | II | 2009-05-28 | — | ES LWF | Damaged | 2008-07-11 17:25 |  | RMB | 300 |  | 量规表110
EC3837 | 3 | Gauge |  |  | SH Lab |  | II | 2009-05-28 | — | ES LWF | Damaged | 2008-07-11 17:25 |  | RMB | 300 |  | 量规表110
EC3837 | 4 | Gauge |  |  | SH Lab |  | II | 2009-05-28 | — | ES LWF | Damaged | 2008-07-11 17:24 |  | RMB | 300 |  | 量规表110
EC3837 | 5 | Gauge |  |  | SH Lab |  | II | 2009-05-28 | — | ES LWF | Damaged | 2008-07-11 17:23 |  | RMB | 300 |  | 量规表110
EC3837 | 6 | Gauge |  |  | SH Lab |  | II | 2009-05-28 | — | ES LWF | Damaged | 2008-07-11 17:23 |  | RMB | 300 |  | 量规表110
EC3837 | 7 | Gauge |  |  | SH Lab |  | II | 2009-05-28 | — | ES LWF | Damaged | 2008-07-11 17:22 |  | RMB | 300 |  | 量规表110
EC3837 | 8 | Gauge |  |  | SH Lab |  | II | 2009-05-28 | — | ES LWF | Damaged | 2008-07-11 17:21 |  | RMB | 300 |  | 量规表110
EC3837 | 9 | Gauge |  |  | SH Lab |  | II | 2009-05-28 | — | ES LWF | Damaged | 2008-07-11 17:19 |  | RMB | 300 |  | 量规表110
EC3838 |  | Gauge |  |  | SH Lab | 85#5F-Gauge room | II | 2019-05-28 | 2020-05-27 | EC JZ | Closed | 2008-07-11 17:15 |  | RMB | 3200 |  | 量规fig.110
EC3839 |  | Gauge |  |  | SH Lab | 85#5F-Gauge room | II | 2019-05-28 | 2020-05-27 | EC JZ | Closed | 2008-07-11 17:14 |  | RMB | 1200 |  | 量规fig.111
EC3840 |  | Gauge |  |  | SH Lab | 85#5F-Gauge room | II | 2019-05-28 | 2020-05-27 | EC JZ | Closed | 2008-07-11 17:09 |  | RMB | 3200 |  | 量规fig.112
EC3841 |  | Gauge |  |  | SH Lab | 85#5F-Gauge room | II | 2019-05-28 | 2020-05-27 | EC JZ | Closed | 2008-07-11 17:08 |  | RMB | 3200 |  | 量规fig.113
EC3842 | 1 | Gauge |  |  | SH Lab | 85#5F-ACCE & LUM test lab | II | 2019-05-28 | 2020-05-27 | ES AW | Closed | 2008-12-29 09:25 |  | RMB | 150 |  | 量规fig.13
EC3842 | 10 | Gauge |  |  | SH Lab | 85#5F-ACCE & LUM test lab | II | 2019-05-28 | 2020-05-27 | ES AW | Closed | 2008-12-29 09:23 |  | RMB | 150 |  | 量规fig.13
EC3842 | 2 | Gauge |  |  | SH Lab | 85#5F-ACCE & LUM test lab | II | 2019-05-28 | 2020-05-27 | ES AW | Closed | 2008-07-11 17:04 |  | RMB | 150 |  | 量规fig.13
EC3842 | 3 | Gauge |  |  | SH Lab | 85#5F-ACCE & LUM test lab | II | 2019-05-28 | 2020-05-27 | ES AW | Closed | 2008-12-29 09:24 |  | RMB | 150 |  | 量规fig.13
EC3842 | 4 | Gauge |  |  | SH Lab | 85#5F-ACCE & LUM test lab | II | 2019-05-28 | 2020-05-27 | ES AW | Closed | 2008-12-29 09:24 |  | RMB | 150 |  | 量规fig.13
EC3842 | 5 | Gauge |  |  | SH Lab | 85#5F-ACCE & LUM test lab | II | 2019-05-28 | 2020-05-27 | ES AW | Closed | 2008-07-11 17:02 |  | RMB | 150 |  | 量规fig.13
EC3842 | 6 | Gauge |  |  | SH Lab | 85#5F-ACCE & LUM test lab | II | 2019-05-28 | 2020-05-27 | ES AW | Closed | 2008-12-29 09:24 |  | RMB | 150 |  | 量规fig.13
EC3842 | 7 | Gauge |  |  | SH Lab | 85#5F-ACCE & LUM test lab | II | 2019-05-28 | 2020-05-27 | ES AW | Closed | 2008-12-29 09:24 |  | RMB | 150 |  | 量规fig.13
EC3842 | 8 | Gauge |  |  | SH Lab | 85#5F-ACCE & LUM test lab | II | 2019-05-28 | 2020-05-27 | ES AW | Closed | 2008-12-29 09:23 |  | RMB | 150 |  | 量规fig.13
EC3842 | 9 | Gauge |  |  | SH Lab | 85#5F-ACCE & LUM test lab | II | 2019-05-28 | 2020-05-27 | ES AW | Closed | 2008-12-29 09:23 |  | RMB | 150 |  | 量规fig.13
EC3843 |  | plug discharge tester | IEC/EN 60065 Cl 9.1.6 |  | SH Lab | 86#4F-Multimedia test lab | II | 2015-03-14 | — | ES CZ | Disposal | 2008-07-07 15:11 | 封存 | RMB | 1800 | ITS | 插头残余电压
EC3844 |  | Programmable AC source | 6430 | 643000000762 | SH Lab | 51#7F-LUM test lab | I | 2019-07-04 | 2020-07-03 | SQI | Closed | 2008-06-04 11:20 | Model No:6430 | USD | 7300 | Chroma | 可编程交流电源
EC3845 |  | contact pressure resistance |  |  | SH Lab | 86#2F-Power supply test lab | II | 2019-06-06 | 2020-06-05 | EC JK | Closed | 2008-07-03 10:42 |  | RMB | 600 | 上海兴侃五金机电有限公司 | contact pressure resistance
EC3846 |  | High voltage tester | ZHZ8-1KVA-5KV | N00133 | QD | Qindao test lab | I | 2020-01-07 | 2021-01-06 | GRGT | Closed | 2008-08-01 09:31 |  | RMB | 3240 | 上海安表电子有限公司 | 耐压测试仪
EC3847 |  | DC high voltage tester | ZHZ8-8kV-20mA | N40091 | SH Lab | Shibei PV lab | I | 2019-07-05 | 2020-07-04 | JSMI | Closed | 2008-07-29 10:34 | 下次交流和直流一起计量！ | RMB | 3900 | 上海安表电子有限公司 | 直流高电压测试仪
EC3848 |  | DC high voltage tester | ZHZ8-8kV-20mA | 191 | SH Lab | 85#5F-ACCE & LUM test lab | I | 2019-09-10 | 2020-09-09 | JSMI | Closed | 2008-05-28 16:05 |  | RMB | 6800 | 上海安表电子有限公司 | 耐电压测试装置
EC3849 |  | test cone |  |  | QD | Qindao test lab | II | 2019-05-16 | 2020-05-15 | EC JZ | Closed | 2008-06-03 14:08 |  | RMB | 1000 |  | 测试锥
EC3850 |  | Graphic card (with display port interface) | 9600GT |  | SH Lab | 86#2F-TCO test lab | III | 2008-05-29 | — | ES JH | Closed | 2008-05-30 14:36 |  | RMB | 1500 | 耕升 | 显卡(带display port 接口)
EC3851 |  | Hot water tank for insulation test | UL250 Cl8.21 |  | SH Lab | 86#3F-Home appliance test lab | II | 2014-07-17 | — | ES HG | Out of service | 2008-06-19 12:31 | atuo filling water, heating, count and time . | RMB | 11650 | 上海源泛电热器厂 | 绝缘阻抗测试用热水箱
EC3852 |  | Ball preasure tester |  |  | XM Lab | Xiamen test lab | II | 2019-06-16 | 2020-06-15 | ES AW | Closed | 2008-06-12 12:55 | 配测试底座(布热电偶) | RMB | 1100 |  | 球压测试仪
EC3853 |  | Drop test wooden floor |  |  | SH Lab | 86#3F-Construction test lab (Ⅱ) | III | 2008-09-08 | — | ES LWF | Closed | 2009-01-20 15:20 |  | RMB | 1950 |  | Drop test wooden floor
EC3853 | 1 | Steel Ruler |  |  | SH Lab | 86#3F-Home appliance test lab | III | 2015-01-21 | — | SIMT | Closed |  | 2015.06.22 | RMB | 1950 |  | 刚直尺
EC3854 | 1 | Resistor | 50w 2Kohm |  | XM Lab | Xiamen test lab | III | 2008-06-10 | — | ES JH | Closed | 2008-06-12 12:55 | 单个元器件即可, 性能符合要求 | RMB | 30 | 上海胜新电器厂 | 无感电阻
EC3854 | 10 | Resistor |  |  | XM Lab | Xiamen test lab | III | 2008-06-10 | — | ES JH | Closed | 2008-06-12 09:30 | 单个元器件即可, 性能符合要求 | RMB | 30 |  | 无感电阻
EC3854 | 2 | Resistor | 50w 2kohm |  | XM Lab | Xiamen test lab | III | 2008-06-10 | — | ES JH | Closed | 2008-06-12 09:27 | 单个元器件即可, 性能符合要求 | RMB | 30 | 上海胜新电器厂 | 无感电阻
EC3854 | 3 | Resistor | 50w 2kohm |  | XM Lab | Xiamen test lab | III | 2008-06-10 | — | ES JH | Closed | 2008-06-12 09:27 | 单个元器件即可, 性能符合要求 | RMB | 30 |  | 无感电阻
EC3854 | 4 | Resistor |  |  | XM Lab | Xiamen test lab | III | 2008-06-10 | — | ES JH | Closed | 2008-06-12 09:28 | 单个元器件即可, 性能符合要求 | RMB | 30 |  | 无感电阻
EC3854 | 5 | Resistor | 50w 2kohm |  | XM Lab | Xiamen test lab | III | 2008-06-10 | — | ES JH | Closed | 2008-06-12 09:28 | 单个元器件即可, 性能符合要求 | RMB | 30 |  | 无感电阻
EC3854 | 6 | Resistor |  |  | XM Lab | Xiamen test lab | III | 2008-06-10 | — | ES JH | Closed | 2008-06-12 09:28 | 单个元器件即可, 性能符合要求 | RMB | 30 |  | 无感电阻
EC3854 | 7 | Resistor |  |  | XM Lab | Xiamen test lab | III | 2008-06-10 | — | ES JH | Closed | 2008-06-12 09:29 | 单个元器件即可, 性能符合要求 | RMB | 30 | 上海胜新电器厂 | 无感电阻
EC3854 | 8 | Resistor |  |  | XM Lab | Xiamen test lab | III | 2008-06-10 | — | ES JH | Closed | 2008-06-12 09:29 | 单个元器件即可, 性能符合要求 | RMB | 30 |  | 无感电阻
EC3854 | 9 | Resistor |  |  | XM Lab | Xiamen test lab | III | 2008-06-10 | — | ES JH | Closed | 2008-06-12 09:30 | 单个元器件即可, 性能符合要求 | RMB | 30 |  | 无感电阻
EC3855 |  | Digital power meter | WT210 760401 -H/HRM | 91H534666 | SH Lab | 85#5F-ACCE & LUM test lab | I | 2019-06-20 | 2020-06-19 | JSMI | Closed | 2008-07-11 10:56 | Model No:WT210, 需要总谐波失真测量模块 WTViewer Version 5.01 | RMB | 18500 | YOKOGAWA | 数字功率表
EC3856 |  | hail test adtional equipment | JM1003 | AX3218 | SH Lab | Shibei PV lab | I | 2019-05-15 | 2020-05-14 | JSMI | Closed | 2008-06-27 15:37 | 每个设备各一台，ice ball mold 25mm | RMB | 1000 | 浙江余姚纪铭秤重校验设备有限公司 | 冰球试验附加设备
EC3857 |  | Electronic Digital Scale | JM2102 | A3935 | XM Lab | Xiamen test lab | I | 2019-01-22 | 2020-01-21 | XRCTT | Calibrating | 2008-07-01 15:40 |  | RMB | 500 | 浙江余姚纪铭秤重校验设备有限公司 | 电子称
EC3858 |  | wind speed measure device | 85000 | 1138 | SH Lab | Shibei PV lab | I | 2014-02-19 | — | SIMT | Disposal | 2008-09-12 14:06 | Use as tool （封存，2015.08.17） | RMB | 15000 | young | 风速仪
EC3859 | 1 | Steel Disk |  |  | SH Lab | 86#3F-Construction test lab (Ⅱ) | III | 2008-06-18 | — | ES LWF | Closed | 2009-01-20 15:25 | Material: low carbon steel | RMB | 500 |  | Steel Disk
EC3859 | 2 | Steel Disk |  |  | SH Lab | 86#3F-Construction test lab (Ⅱ) | III | 2008-06-18 | — | ES LWF | Closed | 2009-01-20 15:24 | Material: low carbon steel | RMB | 500 |  | Steel Disk
EC3859 | 3 | Steel Disk |  |  | SH Lab | 86#3F-Construction test lab (Ⅱ) | III | 2009-06-18 | — |  | Closed | 2009-01-20 15:25 | Material: low carbon steel | RMB | 500 |  | Steel Disk
EC3860 |  | Sheet steel |  |  | SH Lab | 86#3F-Home appliance test lab | III | 2008-06-18 | — | ES LWF | Closed | 2008-07-01 12:46 |  | RMB | 50 |  | Sheet steel
EC3861 |  | cylindrical bowl |  |  | SH Lab | 86#3F-Home appliance test lab | III | 2008-06-18 | — | ES LWF | Closed | 2009-01-21 13:50 | 材料：不锈钢 | RMB | 1400 |  | 搅拌机容器
EC3862 |  | accessibility test device |  |  | SH Lab | Shibei PV lab | II | 2019-06-19 | 2020-06-18 | EC JZ | Closed | 2008-12-04 14:12 |  | RMB | 800 | 帮帮德强机械制造有限公司 | 可接触试验指
EC3863 |  | 压力供水系统的容器 |  |  | SH Lab | 86#3F-Home appliance test lab | III | 2008-06-16 | — | ES JH | Closed | 2008-06-16 17:11 |  | RMB | 1800 |  | 压力供水系统的容器
EC3864 |  | Ground bond tester | 7314 | 1360384 | QD | Qindao test lab | I | 2017-04-05 | — | JSMI | Disposal | 2008-07-15 16:59 |  | RMB | 14400 | EXTECH | 接地电阻仪
EC3865 |  | Gloss meter (60 degree) | JFL-B60 | 80525 | SH Lab | 86#2F-TCO test lab | I | 2019-08-23 | 2020-08-22 | JSMI | Closed | 2008-08-05 09:16 |  | RMB | 1900 | 天津市金孚伦科技有限公司 | 光泽度度计
EC3866 |  | PH meter | AZ8601 | 963262 | XM Lab | Xiamen test lab | I | 2019-06-20 | 2020-06-19 | XMMI | Closed | 2008-07-14 14:22 |  | RMB | 1000 | 衡欣科技股份有限公司 | PH 计
EC3867 | 1 | Neoprene probe |  |  | XM Lab | Xiamen test lab | III | 2008-06-25 | — | ES JH | Closed | 2008-06-27 11:03 |  | RMB | 500 |  | 橡胶腿
EC3867 | 2 | Neoprene probe |  |  | XM Lab | Xiamen test lab | III | 2008-06-25 | — | ES JH | Closed | 2008-06-27 11:00 |  | RMB | 500 |  | 橡胶腿
EC3868 |  | Glass thermometer |  |  | XM Lab | [5 empty] | Equipment arrived, waiting for acceptance check | 2008-07-01 14:18 |  | RMB | 5 |  | 玻璃棒温度计
EC3869 |  | Steel rule |  |  | XM Lab | Xiamen test lab | III | 2014-06-27 | — | XRCTT | Closed | 2008-07-31 12:55 | 2015.06.22 | RMB | 70 |  | 钢尺
EC3870 | 1 | gauge of BS 546 |  |  | SH Lab | 85#5F-Gauge room | II | 2019-08-16 | 2020-08-15 | ES AW | Closed | 2008-10-14 17:11 |  | RMB | 600 |  | 拔出力规
EC3870 | 10 | gauge of BS 546 |  |  | SH Lab | 85#5F-Gauge room | II | 2019-11-18 | 2020-11-17 | EC JZ | Closed | 2008-10-14 17:08 |  | RMB | 3400 |  | fig3 通规
EC3870 | 11 | gauge of BS 546 |  |  | SH Lab | 85#5F-Gauge room | II | 2019-11-18 | 2020-11-17 | EC JZ | Closed | 2008-10-14 17:08 |  | RMB | 3400 |  | fig3 通规
EC3870 | 12 | gauge of BS 546 |  |  | SH Lab | 85#5F-Gauge room | II | 2019-11-18 | 2020-11-17 | EC JZ | Closed | 2008-10-14 17:08 |  | RMB | 3400 |  | fig3 通规
EC3870 | 13 | gauge of BS 546 |  |  | SH Lab | 85#5F-Gauge room | II | 2019-11-18 | 2020-11-17 | EC JZ | Closed | 2008-10-14 17:07 |  | RMB | 3400 |  | fig3 通规
EC3870 | 14 | gauge of BS 546 |  |  | SH Lab | 85#5F-Gauge room | II | 2019-11-18 | 2020-11-17 | EC JZ | Closed | 2008-10-14 17:07 |  | RMB | 3000 |  | fig4 通规
EC3870 | 15 | gauge of BS 546 |  |  | SH Lab | 85#5F-Gauge room | II | 2019-11-18 | 2020-11-17 | EC JZ | Closed | 2008-10-14 17:07 |  | RMB | 3000 |  | fig4 通规
EC3870 | 16 | gauge of BS 546 |  |  | SH Lab | 85#5F-Gauge room | II | 2019-11-18 | 2020-11-17 | EC JZ | Closed | 2008-10-14 17:06 |  | RMB | 3000 |  | fig4 通规
EC3870 | 17 | gauge of BS 546 |  |  | SH Lab | 85#5F-Gauge room | II | 2019-11-18 | 2020-11-17 | EC JZ | Closed | 2008-10-14 17:02 |  | RMB | 3000 |  | fig4 通规
EC3870 | 18 | gauge of BS 546 |  |  | SH Lab | 85#5F-Gauge room | II | 2019-11-18 | 2020-11-17 | EC JZ | Closed | 2008-10-14 17:01 |  | RMB | 3000 |  | fig5 通规
EC3870 | 19 | gauge of BS 546 |  |  | SH Lab | 85#5F-Gauge room | II | 2019-11-18 | 2020-11-17 | EC JZ | Closed | 2008-10-14 17:01 |  | RMB | 3000 |  | fig5 通规
EC3870 | 2 | gauge of BS 546 |  |  | SH Lab | 85#5F-Gauge room | II | 2019-08-16 | 2020-08-15 | ES AW | Closed | 2008-10-14 17:11 |  | RMB | 600 |  | 拔出力规
EC3870 | 20 | gauge of BS 546 |  |  | SH Lab | 85#5F-Gauge room | II | 2019-11-18 | 2020-11-17 | EC JZ | Closed | 2008-10-14 17:00 |  | RMB | 3000 |  | fig5 通规
EC3870 | 21 | gauge of BS 546 |  |  | SH Lab | 85#5F-Gauge room | II | 2019-11-18 | 2020-11-17 | EC JZ | Closed | 2008-10-14 17:00 |  | RMB | 3000 |  | fig5 通规
EC3870 | 3 | gauge of BS 546 |  |  | SH Lab | 85#5F-Gauge room | II | 2019-08-16 | 2020-08-15 | ES AW | Closed | 2008-10-14 17:10 |  | RMB | 600 |  | 拔出力规
EC3870 | 4 | gauge of BS 546 |  |  | SH Lab | 85#5F-Gauge room | II | 2019-08-16 | 2020-08-15 | ES AW | Closed | 2008-10-14 17:10 |  | RMB | 600 |  | 拔出力规
EC3870 | 5 | gauge of BS 546 |  |  | SH Lab | 85#5F-Gauge room | II | 2019-08-16 | 2020-08-15 | ES AW | Closed | 2008-10-14 17:10 |  | RMB | 600 |  | 拔出力规
EC3870 | 6 | gauge of BS 546 |  |  | SH Lab | 85#5F-Gauge room | II | 2019-08-16 | 2020-08-15 | ES AW | Closed | 2008-10-14 17:09 |  | RMB | 600 |  | 拔出力规
EC3870 | 7 | gauge of BS 546 |  |  | SH Lab | 85#5F-Gauge room | II | 2019-08-16 | 2020-08-15 | ES AW | Closed | 2008-10-14 17:09 |  | RMB | 600 |  | 拔出力规
EC3870 | 8 | gauge of BS 546 |  |  | SH Lab | 85#5F-Gauge room | II | 2019-08-16 | 2020-08-15 | ES AW | Closed | 2008-10-14 17:09 |  | RMB | 600 |  | 拔出力规
EC3870 | 9 | gauge of BS 546 |  |  | SH Lab | 85#5F-Gauge room | II | 2008-08-16 | — | ES LWF | Disposal | 2008-10-14 17:09 | 报废原因,编号生成时多生成一个,实际没有该量规 | RMB | 600 |  | 拔出力规
EC3871 | 1 | weight |  |  | XM Lab | Xiamen test lab | II | 2019-06-16 | 2020-06-15 | EC JZ | Closed | 2008-08-04 15:24 |  | RMB | 349 |  | 砝码
EC3871 | 2 | weight |  |  | XM Lab | Xiamen test lab | II | 2019-06-16 | 2020-06-15 | EC JZ | Closed | 2008-08-04 15:24 |  | RMB | 349 |  | 砝码
EC3871 | 3 | weight |  |  | XM Lab | Xiamen test lab | II | 2019-06-16 | 2020-06-15 | EC JZ | Closed | 2008-08-04 15:23 |  | RMB | 349 |  | 砝码
EC3871 | 4 | weight |  |  | XM Lab | Xiamen test lab | II | 2019-06-16 | 2020-06-15 | EC JZ | Closed | 2008-08-04 15:22 |  | RMB | 349 |  | 砝码
EC3872 |  | Electric Iron Dropping Stand |  |  | XM Lab | Xiamen test lab | III | 2008-08-04 | — | ES JH | Closed | 2008-08-04 15:21 |  | RMB | 1962 |  | 电熨斗跌落测试架
EC3873 |  | Metallic support for electrical iron |  |  | XM Lab | Xiamen test lab | III | 2008-08-04 | — | ES JH | Closed | 2008-08-04 15:21 |  | RMB | 523 |  | 电熨斗三角支架
EC3874 |  | Load Resistor Box |  |  | XM Lab | Xiamen test lab | III | 2008-07-04 | — | ES JH | Closed | 2008-07-08 10:45 |  | RMB | 250 |  | 电阻盒
EC3875 |  | Fgure7 |  |  | SH Lab | 86#2F-Power supply test lab | II | 2019-07-07 | 2020-07-06 | ES AW | Closed | 2008-09-10 15:30 |  | RMB | 250 |  | 电池标准量规
EC3876 |  | Testing probe |  |  | XM Lab | Xiamen test lab | II | 2019-08-26 | 2020-08-25 | EC JZ | Closed | 2008-09-10 11:23 |  | RMB | 1200 |  | 金属测试指
EC3877 |  | Ambient temperature barrel for test corner |  |  | XM Lab | Xiamen test lab | III | 2008-07-28 | — | ES LWF | Closed | 2008-10-27 11:43 |  | RMB | 200 |  | 试验角用环境温度测试用小桶
EC3878 |  | Ambient temperature barrel for test corner |  |  | XM Lab | Xiamen test lab | III | 2008-07-28 | — | ES LWF | Closed | 2008-10-27 11:41 |  | RMB | 200 |  | 试验角用环境温度测试用小桶
EC3879 |  | Ambient temperature barrel for test corner |  |  | XM Lab | Xiamen test lab | III | 2008-07-28 | — | ES LWF | Closed | 2008-10-27 11:40 |  | RMB | 200 |  | 试验角用环境温度测试用小桶
EC3880 |  | spring hammer |  |  | QD | Qindao test lab | II | 2015-07-18 | — | ES HG | Out of service | 2008-08-22 10:51 | 封存 | RMB | 1800 |  | 冲击锤
EC3881 |  | infrared thermometer | 62 mini | 8010308 | SH Lab | 86#1F-Tools & machinery test lab | I | 2019-08-23 | 2020-08-22 | SIMT | Closed | 2008-08-01 16:35 |  | RMB | 690 | FLUKE | 红外线温度仪
EC3882 |  | Load for rotisseries |  |  | XM Lab | Xiamen test lab | II | 2019-06-16 | 2020-06-15 | EC JZ | Closed | 2008-09-22 14:33 |  | RMB | 800 |  | 转盘负载
EC3883 |  | Vessel for testing hotplates |  |  | XM Lab | Xiamen test lab | II | 2019-06-16 | 2020-06-15 | EC JZ | Closed | 2008-09-22 14:47 |  | RMB | 900 |  | 烤盘测试容器
EC3884 |  | push-pull scale | HF-50 | 1961061523476 | XM Lab | Xiamen test lab | I | 2019-06-18 | 2020-06-17 | XMMI | Closed | 2008-08-06 13:23 | 使用的最小测试点为2N | RMB | 1680 | PACK Instrument Co.,Ltd U.S.A | 推拉力计
EC3885 | 1 | Data Acquisition Unit | MX100-E-1H | 91H628690/91H628691 | SH Lab | Shibei PV lab | I | 2019-07-11 | 2020-07-10 | JSMI | Closed | 2008-09-27 09:44 | software:MXLOGGER IM WX103-02E | RMB | 86800 | 横河 | 数据采集仪
EC3885 | 10 | Data aquisition unit | MX110-VTD-L30 |  | SH Lab |  | I | 2019-07-11 | 2020-07-10 | JSMI | Closed | 2008-09-23 15:35 | 0 | RMB | 10 | YOKOGAWA | 数据采集仪
EC3885 | 11 | Data aquisition unit | MX125-MKC-M10 |  | SH Lab |  | I | 2019-07-11 | 2020-07-10 | JSMI | Closed | 2008-09-23 15:35 | 0 | RMB | 10 | YOKOGAWA | 数据采集仪
EC3885 | 12 | Data aquisition unit | MX125-MKC-M10 |  | SH Lab |  | I | 2019-07-11 | 2020-07-10 | JSMI | Closed | 2008-09-23 15:36 | 0 | RMB | 10 | YOKOGAWA | 数据采集仪
EC3885 | 13 | Data aquisition unit | MX125-MKC-M10 |  | SH Lab |  | I | 2019-07-11 | 2020-07-10 | JSMI | Closed | 2008-09-23 15:36 | 0 | RMB | 10 | YOKOGAWA | 数据采集仪
EC3885 | 2 | Data aquisition unit | MX100-E-1H |  | SH Lab |  | I | 2019-07-11 | 2020-07-10 | JSMI | Closed | 2008-09-23 15:29 | 0 | RMB | 10 | YOKOGAWA | 数据采集仪
EC3885 | 3 | Data aquisition unit | MX100-E-1H |  | SH Lab |  | I | 2019-07-11 | 2020-07-10 | JSMI | Closed | 2008-09-23 15:30 | 0 | RMB | 10 | YOKOGAWA | 数据采集仪
EC3885 | 4 | Data aquisition unit | MX150-6 |  | SH Lab |  | I | 2019-07-11 | 2020-07-10 | JSMI | Closed | 2008-09-23 15:30 | 0 | RMB | 10 | YOKOGAWA | 数据采集仪
EC3885 | 5 | Data aquisition unit | MX150-6 |  | SH Lab |  | I | 2019-07-11 | 2020-07-10 | JSMI | Closed | 2008-09-23 15:31 | 0 | RMB | 10 | YOKOGAWA | 数据采集仪
EC3885 | 6 | Data aquisition unit | MX150-6 |  | SH Lab |  | I | 2019-07-11 | 2020-07-10 | JSMI | Closed | 2008-09-23 15:32 | 0 | RMB | 10 | YOKOGAWA | 数据采集仪
EC3885 | 7 | Data aquisition unit | MX110-UNV-M10 |  | SH Lab |  | I | 2019-07-11 | 2020-07-10 | JSMI | Closed | 2008-09-23 15:33 | 0 | RMB | 10 | YOKOGAWA | 数据采集仪
EC3885 | 8 | Data aquisition unit | MX110-UNV-M10 |  | SH Lab |  | I | 2019-07-11 | 2020-07-10 | JSMI | Closed | 2008-09-23 15:33 | 0 | RMB | 10 | YOKOGAWA | 数据采集仪
EC3885 | 9 | Data aquisition unit | MX110-VTD-L30 |  | SH Lab |  | I | 2019-07-11 | 2020-07-10 | JSMI | Closed | 2008-09-23 15:34 | 0 | RMB | 10 | YOKOGAWA | 数据采集仪
EC3886 | 1 | Shunt | 20A,75mV |  | SH Lab | Shibei PV lab | II | 2011-08-15 | — | ES JH | Out of service | 2009-02-19 15:27 |  | RMB | 18 | 上海江柏电子科技有限公司 | 直流分流器
EC3886 | 10 | Shunt | 20A,75mV |  | SH Lab | Shibei PV lab | II | 2011-08-15 | — | ES JH | Out of service | 2009-02-19 15:39 |  | RMB | 18 | 上海江柏电子科技有限公司 | 直流分流器
EC3886 | 11 | Shunt | 20A,75mV |  | SH Lab | Shibei PV lab | II | 2011-08-15 | — | ES JH | Out of service | 2009-02-19 15:39 |  | RMB | 18 | 上海江柏电子科技有限公司 | 直流分流器
EC3886 | 12 | Shunt | 20A,75mV |  | SH Lab | Shibei PV lab | II | 2011-08-15 | — | ES JH | Out of service | 2009-02-19 15:40 |  | RMB | 18 | 上海江柏电子科技有限公司 | 直流分流器
EC3886 | 13 | Shunt | 20A,75mV |  | SH Lab | Shibei PV lab | II | 2011-08-15 | — | ES JH | Out of service | 2009-02-19 15:40 |  | RMB | 18 | 上海江柏电子科技有限公司 | 直流分流器
EC3886 | 14 | Shunt | 20A,75mV |  | SH Lab | Shibei PV lab | II | 2011-08-15 | — | ES JH | Out of service | 2009-02-19 15:41 |  | RMB | 18 | 上海江柏电子科技有限公司 | 直流分流器
EC3886 | 15 | Shunt | 20A,75mV |  | SH Lab | Shibei PV lab | II | 2011-08-15 | — | ES JH | Out of service | 2009-02-19 15:44 |  | RMB | 18 | 上海江柏电子科技有限公司 | 直流分流器
EC3886 | 16 | Shunt | 20A,75mV |  | SH Lab | Shibei PV lab | II | 2011-08-15 | — | ES JH | Out of service | 2009-02-19 15:44 |  | RMB | 18 | 上海江柏电子科技有限公司 | 直流分流器
EC3886 | 17 | Shunt | 20A,75mV |  | SH Lab | Shibei PV lab | II | 2011-08-15 | — | ES JH | Out of service | 2009-02-19 15:48 |  | RMB | 18 | 上海江柏电子科技有限公司 | 直流分流器
EC3886 | 18 | Shunt | 20A,75mV |  | SH Lab | Shibei PV lab | II | 2011-08-15 | — | ES JH | Out of service | 2009-02-19 15:48 |  | RMB | 18 | 上海江柏电子科技有限公司 | 直流分流器
EC3886 | 19 | Shunt | 20A,75mV |  | SH Lab | Shibei PV lab | II | 2011-08-15 | — | ES JH | Out of service | 2009-02-19 15:49 |  | RMB | 18 | 上海江柏电子科技有限公司 | 直流分流器
EC3886 | 2 | Shunt | 20A,75mV |  | SH Lab | Shibei PV lab | II | 2011-08-15 | — | ES JH | Out of service | 2009-02-19 15:28 |  | RMB | 18 | 上海江柏电子科技有限公司 | 直流分流器
EC3886 | 20 | Shunt | 20A,75mV |  | SH Lab | Shibei PV lab | II | 2011-08-15 | — | ES JH | Out of service | 2009-02-19 15:50 |  | RMB | 18 | 上海江柏电子科技有限公司 | 直流分流器
EC3886 | 21 | Shunt | 20A,75mV |  | SH Lab | Shibei PV lab | II | 2011-08-15 | — | ES JH | Out of service | 2009-02-19 15:50 |  | RMB | 18 | 上海江柏电子科技有限公司 | 直流分流器
EC3886 | 22 | Shunt | 20A,75mV |  | SH Lab | Shibei PV lab | II | 2011-08-15 | — | ES JH | Out of service | 2009-02-19 15:51 |  | RMB | 18 | 上海江柏电子科技有限公司 | 直流分流器
EC3886 | 23 | Shunt | 20A,75mV |  | SH Lab | Shibei PV lab | II | 2011-08-15 | — | ES JH | Out of service | 2009-02-19 15:51 |  | RMB | 18 | 上海江柏电子科技有限公司 | 直流分流器
EC3886 | 24 | Shunt | 20A,75mV |  | SH Lab | Shibei PV lab | II | 2011-08-15 | — | ES JH | Out of service | 2009-02-19 15:52 |  | RMB | 18 | 上海江柏电子科技有限公司 | 直流分流器
EC3886 | 25 | Shunt | 20A,75mV |  | SH Lab | Shibei PV lab | II | 2014-08-15 | — | ES LLS | Disposal | 2009-02-19 16:10 |  | RMB | 18 | 上海江柏电子科技有限公司 | 直流分流器
EC3886 | 3 | Shunt | 20A,75mV |  | SH Lab | Shibei PV lab | II | 2011-08-15 | — | ES JH | Out of service | 2009-02-19 15:34 |  | RMB | 18 | 上海江柏电子科技有限公司 | 直流分流器
EC3886 | 4 | Shunt | 20A,75mV |  | SH Lab | Shibei PV lab | II | 2011-08-15 | — | ES JH | Out of service | 2009-02-19 15:35 |  | RMB | 18 | 上海江柏电子科技有限公司 | 直流分流器
EC3886 | 5 | Shunt | 20A,75mV |  | SH Lab | Shibei PV lab | II | 2011-08-15 | — | ES JH | Out of service | 2009-02-19 15:35 |  | RMB | 18 | 上海江柏电子科技有限公司 | 直流分流器
EC3886 | 6 | Shunt | 20A,75mV |  | SH Lab | Shibei PV lab | II | 2011-08-15 | — | ES JH | Out of service | 2009-02-19 15:36 |  | RMB | 18 | 上海江柏电子科技有限公司 | 直流分流器
EC3886 | 7 | Shunt | 20A,75mV |  | SH Lab | Shibei PV lab | II | 2011-08-15 | — | ES JH | Out of service | 2009-02-19 15:37 |  | RMB | 18 | 上海江柏电子科技有限公司 | 直流分流器
EC3886 | 8 | Shunt | 20A,75mV |  | SH Lab | Shibei PV lab | II | 2011-08-15 | — | ES JH | Out of service | 2009-02-19 15:37 |  | RMB | 18 | 上海江柏电子科技有限公司 | 直流分流器
EC3886 | 9 | Shunt | 20A,75mV |  | SH Lab | Shibei PV lab | II | 2011-08-15 | — | ES JH | Out of service | 2009-02-19 15:38 |  | RMB | 18 | 上海江柏电子科技有限公司 | 直流分流器
EC3887 | 1 | Pyranometer | MS-802 | F08001 | SH Lab | Shibei PV lab | I | 2018-09-03 | — | SIMT | Out of service | 2008-10-07 16:11 |  | RMB | 34420 | EKO | 辐照度测试仪
EC3887 | 2 | Pyranometer | MS-802 | F08002 | SH Lab | Shibei PV lab | I | 2018-08-20 | — | SIMT | Out of service | 2008-10-07 16:12 |  | RMB | 34420 | EKO | 辐照度测试仪
EC3888 |  | Aluminum vessel |  |  | XM Lab | Xiamen test lab | II | 2019-06-16 | 2020-06-15 | EC JZ | Closed | 2008-09-22 14:16 |  | RMB | 1400 |  | 铝制容器
EC3889 |  | Pressure sensor with display |  | 80602 | SH Lab | 86#1F-Tools & machinery test lab | I | 2019-07-29 | 2020-07-28 | SIMT | Closed | 2008-09-10 15:49 | 配备三通管 | RMB | 2680 |  | 压力传感器
EC3890 |  | DC analog volt meter | C65, DC,0-12mV-30mV-60mV | 50101 | SH Lab | Shibei PV lab | II | 2011-08-22 | — | ES JH | Out of service | 2009-02-19 15:43 | 用于测量10uA | RMB | 700 | 哈尔滨电表股份有限公司 | 直流毫伏表
EC3891 |  | DC analog volt meter | C65,DC,0-120mV-300mV-600mV | 70278 | SH Lab | Shibei PV lab | II | 2011-08-22 | — | ES JH | Out of service | 2009-02-19 15:44 | 用于测量1mA电流 | RMB | 700 | 哈尔滨电表股份有限公司 | 直流毫伏表
EC3892 |  | Bowl |  |  | XM Lab | Xiamen test lab | III | 2008-08-11 | — | ES LWF | Closed | 2008-09-10 11:22 | 建议用铝合金材料 | RMB | 1200 |  | 碗
EC3893 |  | Vessel |  |  | SH Lab | 86#3F-Construction test lab (Ⅱ) | II | 2019-08-10 | 2020-08-09 | ES AW | Closed | 2009-01-20 15:31 | d=230 mm. | RMB | 1200 |  | Vessel
EC3894 |  | Thermometer | 52II | 97230031 | XM Lab | Xiamen test lab | I | 2019-01-22 | 2020-01-21 | XRCTT | Calibrating | 2008-08-22 16:31 |  | RMB | 2560 | FLUKE | 点温计
EC3895 |  | Current Transformer | HL24/2 | 8001 | SH Lab | 85#5F-ACCE & LUM test lab | I | 2014-08-08 | — | SIMT | Out of service | 2008-08-19 15:28 |  | RMB | 1680 | 上海互感器厂 | 电流互感器
EC3896 |  | Glass thermometer |  | 2-161 | XM Lab | Xiamen test lab | I | 2008-08-22 | — | SIMT | Disposal | 2008-09-12 16:02 |  | RMB | 200 |  | 玻璃温度计
EC3897 |  | Scratch tester for insulation layer |  |  | XM Lab | Xiamen test lab | II | 2019-06-16 | 2020-06-15 | ES AW | Closed | 2009-02-13 15:35 |  | RMB | 9200 |  | 涂层耐划痕试验机
EC3898 |  | digital caliper |  | 8041395 | QD | Qindao test lab | I | 2020-01-13 | 2021-01-12 | GRGT | Closed | 2008-08-21 09:35 |  | RMB | 200 | 上海量具刃具厂 | 游标卡尺
EC3899 |  | Stop watch | J9-2II | 805 | SH Lab | Shibei PV lab | I | 2019-08-23 | 2020-08-22 | JSMI | Closed | 2008-08-20 15:14 |  | RMB | 200 | 上海手表五厂 | 秒表
EC3900 |  | DC current porbe | TCP202 | B043986 | XM Lab | Xiamen test lab | III | 2008-08-04 | — | ES JH | Closed | 2008-08-12 14:18 |  | RMB | 16300 | TEKTRONIX | 直流电流探头
EC3901 |  | wooden studs |  |  | SH Lab | 86#4F-Multimedia test lab | III | 2008-08-08 | — | ES LWF | Closed | 2008-08-13 17:26 | 各2个 | RMB | 1 |  | 硬木块
EC3902 |  | wooden studs |  |  | SH Lab | 86#4F-Multimedia test lab | III | 2008-08-08 | — | ES LWF | Closed | 2008-08-13 17:26 | 各2个 | RMB | 1 |  | 硬木块
EC3903 |  | strap |  |  | SH Lab | 86#4F-Multimedia test lab | III | 2008-08-08 | — | ES LWF | Closed | 2008-08-13 17:25 | 结实的皮带 | RMB | 50 |  | 皮带
EC3904 |  | Testing Corner |  |  | SH Lab | 85#5F-ACCE & LUM test lab | III | 2008-08-08 | — | ES LWF | Closed | 2008-08-28 16:00 |  | RMB | 400 |  | 测试角
EC3905 |  | Testing Corner |  |  | SH Lab | 85#5F-ACCE & LUM test lab | III | 2008-08-08 | — | ES LWF | Closed | 2008-08-28 16:00 |  | RMB | 400 |  | 测试角
EC3906 |  | Glow-wire tester | 5113 |  | XM Lab | Xiamen test lab | II | 2019-06-16 | 2020-06-15 | ES AW | Closed | 2008-08-18 11:27 |  | RMB | 39500 | 珠海安联电子有限公司 | 灼热丝测试仪
EC3906 | 1 | AC digital current meter | MT4W-AA-41 |  | XM | Xiamen test lab | II | 2019-09-08 | 2020-09-07 | EC JK | Closed | 2015-06-29 13:46 | 安装在灼热丝测试仪面板上的 |  | 0 | Autonics | 数字交流电流表
EC3907 |  | Defibrillation tester |  |  | SH Lab | 51#7F-CM test lab | III | 2008-08-19 | — | ES JH | Closed | 2008-08-20 16:59 |  | RMB | 1000 |  | 防除颤测试仪
EC3908 |  | 深油炸锅工作台面 |  |  | SH Lab | 86#3F-Cooking & HVAC test lab | III | 2008-08-18 | — | ES JH | Closed | 2008-08-19 11:15 | 尺寸大小：1米×0.5米 | RMB | 20 |  | 深油炸锅工作台面
EC3909 |  | level meter |  |  | SH Lab | 51#7F-PPT test lab | I | 2019-08-23 | 2020-08-22 | JSMI | Closed | 2008-09-08 14:54 |  | RMB | 1900 |  | 水平角度仪
EC3910 |  | Integrating sphere |  |  | SH Lab | 86#2F-TCO test lab | I | 2018-08-06 | 2020-08-05 | NIM | Closed | 2008-09-01 14:15 |  | RMB | 9700 |  | 积分球
EC3911 |  | weight | 89N |  | SH Lab | Shibei PV lab | III | 2014-08-27 | — | ES LWF | Closed | 2008-12-22 16:13 | weight带有夹紧装置 | RMB | 1100 |  | 砝码
EC3912 |  | weight |  |  | SH Lab | Shibei PV lab | III | 2014-08-27 | — | ES LLS | Closed | 2008-12-22 16:14 | 砝码带夹紧装置 | RMB | 1550 |  | 砝码
EC3913 |  | Steel Sphere |  |  | XM Lab | Xiamen test lab | II | 2019-06-16 | 2020-06-15 | EC JZ | Closed | 2008-09-09 16:31 | 须带内环，以便于系棉线 | RMB | 350 |  | 钢球
EC3914 |  | Steel Sphere |  |  | XM Lab | Xiamen test lab | II | 2019-06-16 | 2020-06-15 | EC JZ | Closed | 2008-09-09 16:32 | 须带内环，以便于系棉线 | RMB | 350 |  | 钢球
EC3915 |  | Steel Sphere |  |  | XM Lab | Xiamen test lab | II | 2019-06-16 | 2020-06-15 | EC JZ | Closed | 2008-09-09 16:32 | 须带内环，以便于系棉线 | RMB | 350 |  | 钢球
EC3916 |  | Metallic support for electrical iron |  |  | XM Lab | Xiamen test lab | III | 2008-09-02 | — | ES JH | Closed | 2008-12-10 10:46 |  | RMB | 800 |  | 美标电熨斗底板测试棒
EC3917 |  | Impact hammer |  |  | XM Lab | Xiamen test lab | II | 2015-05-08 | — | EC JK | Disposal | 2009-03-12 14:59 |  | RMB | 1500 |  | 冲击锤
EC3918 |  | Mask |  |  | SH Lab | 51#7F-CM test lab | III | 2008-08-25 | — | ES JH | Closed | 2008-09-08 16:11 |  | RMB | 800 |  | 遮光板
EC3918 | 1 | Mask |  |  | SH Lab | 51#7F-CM test lab | III | 2008-08-25 | — | ES JH | Closed | 2008-09-08 16:11 |  | RMB | 800 |  | 遮光板
EC3918 | 2 | Mask |  |  | SH Lab | 86#4F-Multimedia test lab | III | 2008-08-25 | — | ES JH | Closed | 2008-09-08 16:10 |  | RMB | 800 |  | 遮光板
EC3919 | 2 | Mask |  |  | SH Lab | 51#7F-CM test lab | III | 2008-08-25 | — | ES JH | Closed | 2008-09-08 16:01 |  | RMB | 800 |  | 遮光板
EC3920 |  | DC digital current meter | 定制 |  | SH Lab | 86#4F-Multimedia test lab | II | 2014-09-11 | — | ES LLS | Disposal | 2008-09-16 11:25 | 封存 | RMB | 38000 | 上海航派信息技术有限公司 | 直流电流表
EC3921 |  | Vessel |  |  | SH Lab | 86#3F-Construction test lab (Ⅱ) | II | 2019-08-28 | 2020-08-27 | ES AW | Closed | 2009-01-20 15:34 | Material: Copper; | RMB | 3000 |  | Vessel
EC3922 |  | ac high voltage tester with insulation tester | AN9636H | 89607133 | SH Lab | 86#4F-Multimedia test lab | I | 2019-06-05 | 2020-06-04 | JSMI | Closed | 2008-09-26 16:18 |  | RMB | 15700 | 青岛爱诺智能仪器有限公司 | 耐压,绝缘电阻仪一体机
EC3923 |  | Lamps aging room |  |  | XM Lab | Xiamen test lab | I | 2013-11-14 | — | XRCTT | Disposal | 2008-10-31 14:19 |  | RMB | 30000 |  | 灯具老化房
EC3924 |  | chain saw kickback equipment |  |  | SH Lab | 86#1F-Tools & machinery test lab | II | 2019-08-15 | 2020-08-14 | EC JK | Closed | 2008-08-28 12:33 |  | EUR | 79600 | FTZ | 链锯反踢设备
EC3925 |  | Load and sand bag |  |  | XM Lab | Xiamen test lab | III | 2010-09-09 | — |  | Closed | 2009-02-12 09:41 |  | RMB | 1000 |  | 沙袋及负重
EC3926 |  | Thermal cycling test chamber | SEWT-Z-120LHS(TC12) | 7010080056 | SH Lab | Shibei PV lab | I | 2019-06-25 | 2020-06-24 | JSMI | Closed | 2008-11-24 13:39 | 温度 -40度-90度 | RMB | 489632 | 上海爱斯佩克环境设备有限公司 | 环境试验箱
EC3927 |  | Humidity freeze test chamber | SEWTH-Z-060LHS(HF12) | 7020080150 | SH Lab | Shibei PV lab | I | 2017-08-01 | — | JSMI | Out of service | 2008-11-24 13:39 | Temperature -40-90 degree,humidity accurices 2.5%RH (2018.07.31封存) | RMB | 489632 | 上海爱斯佩克环境设备有限公司 | 环境试验箱
EC3928 |  | Damp heat test chamber | SEWTH-Z-140LHS(DH18) | 7020080151 | SH Lab | Shibei PV lab | I | 2019-04-03 | 2020-04-02 | JSMI | Closed | 2008-11-24 13:40 | Temperature 85degree,Humidity 85% | RMB | 489632 | 上海爱斯佩克环境设备有限公司 | 环境试验箱
EC3929 |  | mechanical shock test apparatus ( figure 8 cl. 9.13.1 of IEC60898) |  |  | SH Lab | 85#5F-ACCE & LUM test lab | II | 2019-09-02 | 2020-09-01 | EC JK | Closed | 2008-09-08 17:11 |  | RMB | 1990 |  | 机械冲击装置(figure 8)
EC3930 |  | Portable vacuum cleaner test Apparatus |  |  | SH Lab | 86#3F-Heating & motor test lab | II | 2019-11-17 | 2020-11-16 | ES AW | Closed | 2008-11-19 10:39 |  | RMB | 56000 |  | 手扶式吸尘器测试设备
EC3931 |  | Cusp micrometer | IP54 | 80592362 | XM Lab | Xiamen test lab | I | 2019-06-20 | 2020-06-19 | XMMI | Closed | 2008-10-23 13:59 |  | RMB | 520 | 上海精量实业有限公司 | 尖头千分尺
EC3932 |  | Digital Caliper | 0-200mm | 8041542 | SH Lab | 86#3F-Construction test lab (Ⅱ) | I | 2019-03-08 | 2020-03-07 | JSMI | Calibrating | 2008-09-26 16:48 | For the HA Trip | RMB | 300 | 上海量具刃具厂 | 数字式游标卡尺
EC3933 |  | Tapeline | HiLock-16 |  | SH Lab | 86#3F-Construction test lab (Ⅱ) | III | 2014-09-16 | — | SQI | Closed | 2008-09-26 10:42 | For the HA Trip | RMB | 30 | Tajima | 卷尺
EC3934 |  | Vernier Calipers | 0-200mm | 8041363 | SH Lab | 85#5F-ACCE & LUM test lab | I | 2016-11-10 | — | SQI | Out of service | 2008-09-17 13:58 |  | RMB | 300 | 上海量具刃具厂 | 游标卡尺
EC3935 |  | Vernier Calipers | 0-200mm | 8041363 | SH Lab | 85#5F-ACCE & LUM test lab | I | 2019-06-20 | 2020-06-19 | JSMI | Closed | 2008-09-17 13:58 |  | RMB | 300 | 上海量具刃具厂 | 游标卡尺
EC3936 |  | Vernier Calipers | 0-200mm | 8061765 | SH Lab | 85#5F-ACCE & LUM test lab | I | 2019-08-21 | 2020-08-20 | JSMI | Closed | 2008-09-17 13:57 |  | RMB | 300 | 上海量具刃具厂 | 游标卡尺
EC3937 |  | Vernier Calipers | 0-200mm | 8041353 | SH Lab | 85#5F-ACCE & LUM test lab | I | 2008-09-05 | — | SIMT | Out of service | 2008-09-17 13:57 |  | RMB | 300 | 上海量具刃具厂 | 游标卡尺
EC3938 |  | Vernier Calipers | 0-200mm | 8041346 | SH Lab | 85#5F-ACCE & LUM test lab | I | 2019-09-05 | 2020-09-04 | JSMI | Closed | 2008-09-17 13:57 |  | RMB | 300 | 上海量具刃具厂 | 游标卡尺
EC3939 |  | Vernier Calipers | 0-200mm | 8060968 | SH Lab | 85#5F-ACCE & LUM test lab | I | 2019-11-07 | 2020-11-06 | JSMI | Closed | 2008-09-17 13:57 |  | RMB | 300 | 上海量具刃具厂 | 游标卡尺
EC3940 |  | Impact hammer |  |  | XM Lab | Xiamen test lab | II | 2015-06-02 | — | ES HG | Disposal | 2008-10-07 10:38 |  | RMB | 1800 |  | 弹性冲击锤
EC3941 |  | Drop tester |  |  | XM Lab | Xiamen test lab | III | 2010-09-08 | — | ES LWF | Closed | 2009-03-12 15:13 |  | RMB | 1985 |  | 跌落测试木板
EC3942 |  | Gauge for lamp holder |  |  | XM Lab | Xiamen test lab | II | 2019-11-21 | 2020-11-20 | EC JZ | Closed | 2008-12-10 10:51 |  | RMB | 800 |  | 4A-2灯头量规
EC3943 |  | Gauge for lamp holder |  |  | XM Lab | Xiamen test lab | II | 2019-11-21 | 2020-11-20 | EC JZ | Closed | 2008-12-10 10:52 |  | RMB | 1200 |  | 4B-1灯头量规
EC3944 |  | Gauge for lamp holder |  |  | XM Lab | Xiamen test lab | II | 2019-11-21 | 2020-11-20 | EC JZ | Closed | 2008-12-10 10:53 |  | RMB | 800 |  | 7006-10-8灯头量规
EC3945 |  | Gauge for lamp holder |  |  | XM Lab | Xiamen test lab | II | 2019-11-21 | 2020-11-20 | EC JZ | Closed | 2008-12-10 10:54 |  | RMB | 1800 |  | 7006-11-8灯头量规
EC3946 |  | Gauge for lamp holder |  |  | XM Lab | Xiamen test lab | II | 2019-11-21 | 2020-11-20 | EC JZ | Closed | 2008-12-10 10:55 |  | RMB | 2800 |  | 灯头量规
EC3947 |  | Gauge for lamp holder |  |  | XM Lab | Xiamen test lab | II | 2019-11-21 | 2020-11-20 | EC JZ | Closed | 2008-12-10 10:57 |  | RMB | 3200 |  | G5模拟测试灯头
EC3947 | 1 | Gauge for lamp holder |  |  | XM Lab | Xiamen test lab | II | 2019-11-21 | 2020-11-20 | EC JZ | Closed | 2008-12-10 10:58 |  | RMB | 3200 |  | G5模拟测试灯头
EC3948 |  | Gauge for lamp holder |  |  | XM Lab | Xiamen test lab | II | 2019-11-21 | 2020-11-20 | EC JZ | Closed | 2008-12-10 10:57 |  | RMB | 3200 |  | G13模拟测试灯头
EC3948 | 1 | Gauge for lamp holder |  |  | XM Lab | Xiamen test lab | II | 2019-11-21 | 2020-11-20 | EC JZ | Closed | 2008-12-10 10:59 |  | RMB | 3200 |  | G13模拟测试灯头
EC3950 |  | Gauge for lamp holder |  |  | XM Lab | Xiamen test lab | II | 2019-11-21 | 2020-11-20 | EC JZ | Closed | 2008-12-10 10:48 |  | RMB | 2600 |  | E27灯头量规
EC3951 |  | Gauge for lamp holder |  |  | XM Lab | Xiamen test lab | II | 2019-11-21 | 2020-11-20 | EC JZ | Closed | 2008-12-10 10:49 |  | RMB | 2600 |  | E14灯头量规
EC3952 |  | Gauge for lamp holder |  |  | XM Lab | Xiamen test lab | II | 2019-11-21 | 2020-11-20 | EC JZ | Closed | 2008-12-10 10:56 |  | RMB | 3000 |  | 灯头量规
EC3953 |  | Voltage adjustable box | 5kv |  | SH Lab | 86#3F-Training equipment test lab | III | 2008-09-09 | — | ES JH | Closed | 2008-09-09 16:41 |  | RMB | 1980 | 上海勇朋建筑装潢有限公司 | 电压调整箱
EC3954 |  | Electronic scales | XK3190-A9 | 8083288 | SH Lab | 51#7F-PPT test lab | I | 2018-09-11 | — | JSMI | Repairing | 2008-09-17 11:21 | Additional calibration point: 50kg-70kg-100kg-150kg-200kg-300kg Accuracy:Must be met 0.5 | RMB | 1980 | 上海耀华称重系统有限公司 | 电子秤
EC3955 |  | Sieve |  |  | XM Lab | Xiamen test lab | III | 2008-10-10 | — | ES LWF | Closed | 2008-12-19 10:50 | 厦门购买 | RMB | 800 |  | 筛子
EC3956 |  | Sieve |  |  | XM Lab | Xiamen test lab | III | 2008-10-10 | — | ES LWF | Closed | 2008-12-19 10:50 | 厦门购买 | RMB | 800 |  | 筛子
EC3957 |  | Digital multimeter | F287 | 95580072 | SH Lab | Shibei PV lab | II | 2019-10-28 | 2020-10-27 | EC JZ | Closed | 2008-11-03 16:08 |  | RMB | 3800 | FLUKE | 数字万用表
EC3958 |  | Verifcation of Themocouple |  |  | SH Lab | 51#7F-CM test lab | III | 2009-06-03 | — | ES LWF | Closed | 2009-06-19 09:21 | 用于热电偶校准 | RMB | 6160 |  | 热电偶校准测试
EC3959 |  | Torque screwdriver | N12LTDK | 08D021 | SH Lab | 86#3F-Construction test lab (Ⅱ) | I | 2018-08-23 | — | JSMI | Disposal | 2008-10-08 14:27 | For the HA Trip | RMB | 1100 | KANON | 扭矩螺丝刀
EC3960 |  | Push-pull scale | FB-20K | 240421 | SH Lab | 86#3F-Construction test lab (Ⅱ) | I | 2019-09-04 | 2020-09-03 | JSMI | Closed | 2008-10-08 14:24 |  | RMB | 1850 | IMADA | 推拉力计
EC3961 |  | Digital power meter | WT210 | 91H928912 | CN FAC | 86#4F-Calibration room | I | 2019-07-10 | 2020-07-09 | JSMI | Closed | 2008-10-08 17:20 | 带失真模块,带电脑连接口 WTViewer Version 5.01 | RMB | 19840 | YOKOGAWA | 数字功率表
EC3962 |  | stopwatch | J9-2II |  | QD | Qindao test lab | I | 2019-03-14 | 2020-03-13 | GRGT | Calibrating | 2008-10-16 14:42 |  | RMB | 130 | 上海手表五厂 | 秒表
EC3963 |  | EMF Tester | ELT-400 | M-0178 | QD | Qindao test lab | I | 2019-02-27 | 2020-02-26 | GRGT | Calibrating | 2008-11-04 14:31 |  | RMB | 48000 | narda | EMF 测试仪
EC3964 |  | Vessel for testing hotplates |  |  | XM Lab | Xiamen test lab | II | 2019-06-16 | 2020-06-15 | EC JZ | Closed | 2008-09-22 16:44 |  | RMB | 1200 |  | 烤盘测试容器
EC3965 |  | LCD Monitor | S1701S |  | SH Lab | 86#2F-TCO test lab | III | 2008-09-23 | — | ES JH | Closed | 2008-09-26 13:50 |  | RMB | 1800 | EIZO | 液晶显示器(对比测试备用件)
EC3966 |  | water tank |  |  | SH Lab | Shibei PV lab | III | 2008-09-26 | — | ES JH | Closed | 2008-12-04 13:42 |  | RMB | 8000 |  | 水箱
EC3967 |  | 液晶显示器, 信号转接头(附件部分) | S1701N |  | SH Lab | 86#2F-TCO test lab | III | 2008-09-25 | — | ES JH | Closed | 2008-09-26 13:50 |  | RMB | 1620 | EIZO | LCD Monitor
EC3968 |  | 50 MM Diameter Steel Ball |  |  | SH Lab | 86#3F-Home appliance test lab | II | 2019-09-28 | 2020-09-27 | ES AW | Closed | 2008-11-19 10:27 | For the HA Trip | RMB | 250 |  | 50毫米钢球
EC3969 |  | Probe for impeller of portable appliances |  |  | SH Lab | 86#3F-Construction test lab (Ⅱ) | II | 2019-09-28 | 2020-09-27 | ES AW | Closed | 2008-11-19 10:31 | For the HA Trip | RMB | 1200 |  | 试验指
EC3970 |  | Test Probe |  |  | SH Lab | 86#3F-Construction test lab (Ⅱ) | II | 2019-09-28 | 2020-09-27 | ES AW | Closed | 2008-11-19 10:28 | For the HA Trip | RMB | 1200 |  | 试验指
EC3971 |  | Test Probe |  |  | SH Lab | 86#3F-Construction test lab (Ⅱ) | II | 2019-09-28 | 2020-09-27 | ES AW | Closed | 2008-11-19 09:55 | For the HA Trip | RMB | 250 |  | 试验指
EC3972 |  | Data acquisition/switch unit | 34970A | MY44039376 | QD | Qindao test lab | II | 2016-07-10 | — | ES HG | Disposal | 2008-10-17 10:49 | Agilent BenchLink Data Logger 3版本4.2.00 | RMB | 13900 | Agilent | 数据采集仪
EC3972 | 1 | Module for data acquisition/switch unit | 34901A | MY41094371 | QD | Qindao test lab | III | 2008-09-26 | — | ES JH | Closed | 2008-10-17 10:49 |  | RMB | 4300 | Agilent | 数据采集仪模块
EC3972 | 2 | Module for data acquisition/switch unit | 34901A | MY41094362 | QD | Qindao test lab | III | 2008-09-26 | — | ES JH | Closed | 2008-10-17 10:49 |  | RMB | 4300 | Agilent | 数据采集仪模块
EC3973 |  | Accessibility Probe |  |  | SH Lab | 86#3F-Construction test lab (Ⅱ) | II | 2019-09-28 | 2020-09-27 | ES AW | Closed | 2008-11-19 09:58 | For the HA Trip | RMB | 3200 |  | 试验指
EC3974 |  | Comb Generator | CG-515 | 291164 | SH Lab | 86#6F-SAC-Semi anechoic chamber test lab | I | 2018-12-06 | 2019-12-05 | CEPREI | Calibrating | 2008-10-28 11:08 |  | USD | 2300 | Com-power Corporation | 梳状源
EC3975 |  | Torque Screwdriver | GNQZ-6 | 81001 | XM Lab | Xiamen test lab | I | 2019-06-20 | 2020-06-19 | XMMI | Closed | 2008-10-30 16:38 | 替换原设备. | RMB | 700 | 上海奎德龙扭矩仪器有限公司 | 指针式扭矩起子
EC3976 |  | Water Phantom |  |  | SH Lab | 51#7F-CM test lab | III | 2008-10-08 | — | ES JH | Closed | 2008-10-08 15:47 |  | RMB | 60 |  | 水膜
EC3977 |  | Spectrometer | HR4000 |  | SH Lab | Shibei PV lab | I | 2009-06-23 | — | NIM | Disposal | 2008-10-09 10:25 | Typically 2 ranges and fiber connections Filter required,Minimum internal stray light, software version: spectrosuit | USD | 4936 | 海洋光学 | 光谱仪
EC3978 | 1 | DC constant current source | 100v,1A |  | SH Lab | Shibei PV lab | II | 2015-08-15 | — | ES CZ | Disposal | 2008-11-24 14:15 |  | RMB | 1100 | 上海点品电子有限公司 | 直流电源
EC3978 | 10 | DC constant current source | DY-100V 1A |  | SH Lab | Shibei PV lab | II | 2014-08-15 | — | ES LLS | Disposal | 2008-11-24 14:12 |  | RMB | 1100 | 上海点品电子有限公司 | 直流电源
EC3978 | 11 | DC constant current source | DY-100V 1A |  | SH Lab | Shibei PV lab | II | 2015-08-15 | — | ES CZ | Disposal | 2008-11-24 14:12 |  | RMB | 1100 | 上海点品电子有限公司 | 直流电源
EC3978 | 12 | DC constant current source | DY-100V 1A |  | SH Lab | Shibei PV lab | II | 2015-08-15 | — | ES CZ | Disposal | 2008-11-24 14:11 |  | RMB | 1100 | 上海点品电子有限公司 | 直流电源
EC3978 | 13 | DC constant current source | DY-100V 15A |  | SH Lab | Shibei PV lab | II | 2012-08-15 | — | ES AW | Out of service | 2008-11-24 14:10 | 考虑采用三相交流电源加整流桥的方式替代 | RMB | 3700 | 上海点品电子电子公司 | 直流电源
EC3978 | 14 | DC constant current source | DY-100V 15A |  | SH Lab | Shibei PV lab | II | 2012-08-15 | — | ES AW | Out of service | 2008-11-24 14:10 | 考虑采用三相交流电源加整流桥的方式替代 | RMB | 3700 | 上海点品电子电子公司 | 直流电源
EC3978 | 15 | DC constant current source | DY-100V 15A |  | SH Lab | Shibei PV lab | II | 2012-08-15 | — | ES AW | Out of service | 2008-11-24 14:08 | 考虑采用三相交流电源加整流桥的方式替代 | RMB | 3700 | 上海点品电子电子公司 | 直流电源
EC3978 | 16 | DC constant current source | DY-100V 15A |  | SH Lab | Shibei PV lab | II | 2012-08-15 | — | ES AW | Out of service | 2008-11-24 14:08 | 考虑采用三相交流电源加整流桥的方式替代 | RMB | 3700 | 上海点品电子电子公司 | 直流电源
EC3978 | 17 | DC constant current source | DY-100V 15A |  | SH Lab | Shibei PV lab | II | 2012-08-15 | — | ES AW | Out of service | 2008-11-24 14:08 | 考虑采用三相交流电源加整流桥的方式替代 | RMB | 3700 | 上海点品电子电子公司 | 直流电源
EC3978 | 18 | DC constant current source | DY-100V 15A |  | SH Lab | Shibei PV lab | II | 2012-08-15 | — | ES AW | Out of service | 2008-11-24 14:07 | 考虑采用三相交流电源加整流桥的方式替代 | RMB | 3700 | 上海点品电子电子公司 | 直流电源
EC3978 | 19 | DC constant current source | DY-100V 15A |  | SH Lab | Shibei PV lab | II | 2012-08-15 | — | ES AW | Out of service | 2008-11-24 14:00 | 考虑采用三相交流电源加整流桥的方式替代 | RMB | 3700 | 上海点品电子电子公司 | 直流电源
EC3978 | 2 | DC constant current source | 100v,1A |  | SH Lab | Shibei PV lab | II | 2015-08-15 | — | ES CZ | Disposal | 2008-11-24 14:14 |  | RMB | 1100 | 上海点品电子有限公司 | 直流电源
EC3978 | 20 | DC constant current source | DY-100V 15A |  | SH Lab | Shibei PV lab | II | 2012-08-15 | — | ES AW | Out of service | 2008-11-24 12:31 | 考虑采用三相交流电源加整流桥的方式替代 | RMB | 3700 | 上海点品电子电子公司 | 直流电源
EC3978 | 21 | DC constant current source | DY-100V 15A |  | SH Lab | Shibei PV lab | II | 2012-08-15 | — | ES AW | Out of service | 2008-11-24 13:44 | 考虑采用三相交流电源加整流桥的方式替代 | RMB | 3700 | 上海点品电子电子公司 | 直流电源
EC3978 | 22 | DC constant current source | DY-100V 15A |  | SH Lab | Shibei PV lab | II | 2012-08-15 | — | ES AW | Out of service | 2008-11-24 13:44 | 考虑采用三相交流电源加整流桥的方式替代 | RMB | 3700 | 上海点品电子电子公司 | 直流电源
EC3978 | 23 | DC constant current source | DY-100V 15A |  | SH Lab | Shibei PV lab | II | 2012-08-15 | — | ES AW | Out of service | 2008-11-24 13:43 | 考虑采用三相交流电源加整流桥的方式替代 | RMB | 3700 | 上海点品电子电子公司 | 直流电源
EC3978 | 24 | DC constant current source | DY-100V 15A |  | SH Lab | Shibei PV lab | II | 2012-08-15 | — | ES AW | Out of service | 2008-11-24 14:50 | 考虑采用三相交流电源加整流桥的方式替代 | RMB | 3700 | 上海点品电子电子公司 | 直流电源
EC3978 | 3 | DC constant current source | 100v,1A |  | SH Lab | Shibei PV lab | II | 2015-08-15 | — | ES CZ | Disposal | 2008-11-24 14:14 |  | RMB | 1100 | 上海点品电子有限公司 | 直流电源
EC3978 | 4 | DC constant current source | 100v,1A |  | SH Lab | Shibei PV lab | II | 2015-08-15 | — | ES CZ | Disposal | 2008-11-24 14:14 |  | RMB | 1100 | 上海点品电子有限公司 | 直流电源
EC3978 | 5 | DC constant current source | 100v,1A |  | SH Lab | Shibei PV lab | II | 2015-08-15 | — | ES CZ | Disposal | 2008-11-24 14:13 |  | RMB | 1100 | 上海点品电子有限公司 | 直流电源
EC3978 | 6 | DC constant current source | DY-100V 1A |  | SH Lab | Shibei PV lab | II | 2015-08-15 | — | ES CZ | Disposal | 2008-11-24 14:13 |  | RMB | 1100 | 上海点品电子有限公司 | 直流电源
EC3978 | 7 | DC constant current source | DY-100V 1A |  | SH Lab | Shibei PV lab | II | 2014-08-15 | — | ES LLS | Disposal | 2008-11-24 14:13 |  | RMB | 1100 | 上海点品电子有限公司 | 直流电源
EC3978 | 8 | DC constant current source | DY-100V 1A |  | SH Lab | Shibei PV lab | II | 2014-08-15 | — | ES LLS | Disposal | 2008-11-24 14:13 |  | RMB | 1100 | 上海点品电子有限公司 | 直流电源
EC3978 | 9 | DC constant current source | DY-100V 1A |  | SH Lab | Shibei PV lab | II | 2014-08-15 | — | ES LLS | Disposal | 2008-11-24 14:12 |  | RMB | 1100 | 上海点品电子有限公司 | 直流电源
EC3979 |  | 20*20cm test surface |  |  | SH Lab | 51#7F-CM test lab | III | 2008-09-14 | — | ES JH | Closed | 2008-10-21 09:57 |  | RMB | 300 |  | 20*20cm 测试板
EC3980 |  | 0.1m2 test surface |  |  | SH Lab | 51#7F-CM test lab | III | 2008-09-14 | — | ES LWF | Closed | 2008-10-21 09:55 |  | RMB | 500 |  | 0.1平米 测试板
EC3981 |  | threshold |  |  | SH Lab | 51#7F-CM test lab | III | 2008-09-14 | — | ES LWF | Closed | 2008-10-21 09:55 |  | RMB | 600 |  | 门槛
EC3982 |  | AC ground resistance tester | 7314 | 1360409 | SH Lab | 51#7F-PPT test lab | I | 2019-01-21 | 2020-01-20 | JSMI | Calibrating | 2008-10-30 13:46 | EXTECH(华仪) 7314 | RMB | 14400 | EXTECH | 交流接地电阻测试仪
EC3983 |  | Vernier goniometer | 0-360游标万能角度尺 | 4-8020299 | CN FAC | 86#4F-Calibration room | I | 2019-10-08 | 2020-10-07 | JSMI | Closed | 2008-10-30 14:47 |  | RMB | 193 | 上海量具刃具厂 | 游标万能角度尺
EC3984 |  | DC linear power source | DY-1500V 1A | DP0808032 | SH Lab | Shibei PV lab | I | 2019-09-04 | 2020-09-03 | SIMT | Closed | 2008-11-24 14:15 | 自购买后未使用过，暂时封存不计量。 | RMB | 4800 | 上海点品电子有限公司 | 直流电源
EC3985 |  | DC constant current source | DY-150V 40A |  | SH Lab | Shibei PV lab | II | 2012-08-15 | — | ES AW | Out of service | 2008-11-24 14:16 |  | RMB | 12500 | 上海点品电子有限公司 | 直流电源
EC3986 |  | Digital Caliper | 0-200mm | 8080894 | SH Lab | 85#5F-ACCE & LUM test lab | I | 2019-11-18 | 2020-11-17 | JSMI | Closed | 2008-10-28 15:31 |  | RMB | 300 | 上海量具刃具厂 | 电子数显卡尺
EC3987 |  | Digital Caliper | 0-200mm | 8080815 | SH Lab | 85#5F-ACCE & LUM test lab | I | 2016-10-25 | — | MFG | Disposal | 2008-10-28 15:31 |  | RMB | 300 | 上海量具刃具厂 | 电子数显卡尺
EC3988 |  | Digital Caliper | 0-200mm | 8080239 | SH Lab | 85#5F-ACCE & LUM test lab | I | 2014-10-27 | — | SQI | Out of service | 2008-10-28 15:30 |  | RMB | 300 | 上海量具刃具厂 | 电子数显卡尺
EC3989 |  | Digital Caliper | 0-200mm | 8080869 | SH Lab | 85#5F-ACCE & LUM test lab | I | 2011-10-12 | — | SIMT | Out of service | 2008-10-28 15:30 |  | RMB | 300 | 上海量具刃具厂 | 电子数显卡尺
EC3990 |  | Digital Caliper | 0-200mm | 8080863 | SH Lab | 85#5F-ACCE & LUM test lab | I | 2019-11-07 | 2020-11-06 | JSMI | Closed | 2008-10-28 15:30 |  | RMB | 300 | 上海量具刃具厂 | 电子数显卡尺
EC3991 |  | Digital Caliper | 0-200mm | 8080852 | SH Lab | 85#5F-ACCE & LUM test lab | I | 2019-11-07 | 2020-11-06 | JSMI | Closed | 2008-10-28 15:29 |  | RMB | 300 | 上海量具刃具厂 | 电子数显卡尺
EC3992 |  | French gauges |  |  | SH Lab | 85#5F-Gauge room | II | 2020-01-20 | 2021-01-19 | EC JK | Closed | 2008-10-22 09:19 |  | RMB | 4800 |  | 法式量规
EC3993 |  | French gauges |  |  | SH Lab | 85#5F-Gauge room | II | 2020-01-20 | 2021-01-19 | EC JK | Closed | 2009-04-02 10:44 |  | RMB | 4800 |  | 法式量规
EC3994 |  | French gauges |  |  | SH Lab | 85#5F-Gauge room | II | 2020-01-20 | 2021-01-19 | EC JK | Closed | 2009-04-02 10:45 |  | RMB | 4800 |  | 法式量规
EC3995 |  | French gauges |  |  | SH Lab | 85#5F-Gauge room | II | 2020-01-20 | 2021-01-19 | EC JK | Closed | 2009-04-02 10:46 |  | RMB | 4800 |  | 法式量规
EC3996 |  | Test porbe (IP1X) |  |  | XM Lab | Xiamen test lab | II | 2019-10-27 | 2020-10-26 | EC JZ | Closed | 2009-03-06 13:45 | 手柄处加工, 方便推拉计的配合使用 | RMB | 1200 |  | 测试指(IP1X)
EC3997 |  | Cylindrical Rod |  |  | XM Lab | Xiamen test lab | II | 2019-06-16 | 2020-06-15 | EC JZ | Closed | 2009-02-12 10:04 |  | RMB | 1980 |  | 测试棒
EC3998 |  | Cylindrical Rod |  |  | XM Lab | Xiamen test lab | II | 2019-06-16 | 2020-06-15 | EC JZ | Closed | 2009-02-12 10:04 |  | RMB | 1980 |  | 测试棒
EC3999 |  | Cylindrical Rod |  |  | XM Lab | Xiamen test lab | II | 2019-06-16 | 2020-06-15 | EC JZ | Closed | 2009-02-12 10:03 |  | RMB | 1980 |  | 测试棒
EC4000 |  | Cylindrical Rod |  |  | XM Lab | Xiamen test lab | II | 2019-06-16 | 2020-06-15 | EC JZ | Closed | 2009-02-12 10:03 |  | RMB | 1980 |  | 测试棒
EC4001 |  | Cylindrical Rod |  |  | XM Lab | Xiamen test lab | II | 2019-06-16 | 2020-06-15 | EC JZ | Closed | 2009-02-12 10:02 |  | RMB | 1980 |  | 测试棒
EC4002 |  | Cylindrical Rod |  |  | XM Lab | Xiamen test lab | II | 2019-06-16 | 2020-06-15 | EC JZ | Closed | 2009-02-12 10:02 |  | RMB | 1980 |  | 测试棒
EC4003 |  | Cylindrical Rod |  |  | XM Lab | Xiamen test lab | II | 2019-06-16 | 2020-06-15 | EC JZ | Closed | 2009-02-12 10:01 |  | RMB | 1980 |  | 测试棒
EC4004 |  | Cylindrical Rod |  |  | XM Lab | Xiamen test lab | II | 2019-06-16 | 2020-06-15 | EC JZ | Closed | 2009-02-12 10:01 |  | RMB | 1980 |  | 测试棒
EC4005 |  | Cylindrical Rod |  |  | XM Lab | Xiamen test lab | II | 2019-06-16 | 2020-06-15 | EC JZ | Closed | 2009-02-12 10:00 |  | RMB | 1980 |  | 测试棒
EC4006 |  | infrared camera | Ti10 | Ti10-08090646 | SH Lab | Shibei PV lab | I | 2019-01-18 | 2020-01-17 | SIMT | Calibrating | 2008-11-20 16:44 |  | RMB | 44000 | FLUKE | 红外热像仪
EC4007 |  | digital scale |  | T1665 | QD | Qindao test lab | I | 2020-01-07 | 2021-01-06 | GRGT | Closed | 2008-10-24 11:47 |  | RMB | 1250 |  | 电子秤
EC4008 |  | Data acquisition/switch unit | 34970A | MY44039380 | SH Lab | 86#3F-Construction test lab (Ⅱ) | II | 2019-10-28 | 2020-10-27 | ES AW | Closed | 2008-10-30 13:18 | Agilent BenchLink Data Logger 3版本4.2.00 | RMB | 13900 | Agilent | 数据采集仪
EC4008 | 1 | Module for data acquisition/switch unit | 34901A | MY41094446 | SH Lab | 86#3F-Construction test lab (Ⅱ) | III | 2008-10-30 | — | ES JH | Closed | 2008-10-30 13:18 |  | RMB | 4300 | Agilent | 数据采集仪模块
EC4008 | 2 | Module for data acquisition/switch unit | 34901A | MY41094450 | SH Lab | 86#3F-Construction test lab (Ⅱ) | III | 2008-10-30 | — | ES JH | Closed | 2008-10-30 13:17 |  | RMB | 4300 | Agilent | 数据采集仪模块
EC4009 |  | Multimeter | F289 | 97470029 | SH Lab | 86#3F-Home appliance test lab | II | 2019-11-03 | 2020-11-02 | EC JZ | Closed | 2008-11-10 16:11 |  | RMB | 4100 | FLUKE | 数字式万用表
EC4010 |  | wind direction meter | 405-v1 | 124762 | SH Lab | 86#1F-Water-proof test lab | I | 2016-05-09 | — | SIMT | Disposal | 2008-11-10 16:22 |  | RMB | 780 | testo | 风速仪
EC4011 |  | Digital Caliper | 0-200mm | 412331 | SH Lab | 85#5F-ACCE & LUM test lab | I | 2018-04-13 | — | JSMI | Out of service | 2008-11-21 09:37 | 未找到 | RMB | 300 | 上海量具刃具厂 | 电子数显卡尺
EC4012 |  | Digital Caliper | 0-200mm | 412325 | SH Lab |  | I | 2007-10-25 | — | SIMT | Out of service | 2009-09-21 15:49 |  | RMB | 300 | 上海量具刃具厂 | 电子数显卡尺
EC4013 |  | trasformer | 5KVA sp |  | SH Lab | 51#7F-PPT test lab | III | 2008-10-30 | — | ES JH | Closed | 2008-10-30 13:45 |  | RMB | 2500 | 上海桑科机电设备成套工程有限公司 | 调压器
EC4014 |  | ice ball shooter system | 定制 |  | SH Lab | Shibei PV lab | I | 2019-10-08 | 2020-10-07 | SETRI | Closed | 2008-12-04 11:12 | 可调压力的发射枪, 瞄准器, 安装支架 | RMB | 66000 | 帮帮德强小工业配件加工服务社 | 冰球发射系统
EC4015 |  | Push pin |  |  | SH Lab | Shibei PV lab | I | 2019-10-08 | 2020-10-07 | SETRI | Closed | 2008-12-22 16:16 |  | RMB | 3600 |  | 推针
EC4015 | 1 | Push pin |  |  | SH Lab | Shibei PV lab | I | 2019-10-08 | 2020-10-07 | SETRI | Closed | 2008-12-22 16:15 |  | RMB | 3600 |  | 推针
EC4015 | 2 | Push pin |  |  | SH Lab | Shibei PV lab | I | 2019-10-08 | 2020-10-07 | SETRI | Closed | 2008-12-22 16:15 |  | RMB | 3600 |  | 推针
EC4015 | 3 | terminal box knockout device |  |  | SH Lab | Shibei PV lab | I | 2019-10-08 | 2020-10-07 | SETRI | Closed | 2008-12-22 16:15 |  | RMB | 900 |  | 接线盒敲落空试验设备
EC4016 |  | Digital Scale | UX2200h | D446610715 | CN FAC | 86#4F-Calibration room | I | 2019-11-14 | 2020-11-13 | JSMI | Closed | 2008-12-22 14:30 |  | RMB | 6160 | SHIMADZU | 电子秤
EC4017 |  | temperature sensor | 52II | 97370300 | SH Lab | Shibei PV lab | II | 2012-11-14 | — | ES AW | Disposal | 2008-12-03 15:45 |  | RMB | 1998 | FLUKE | 点温计
EC4018 |  | Bypass diode thermal test device | IEC 61215 10.2 |  | SH Lab | Shibei PV lab | III | 2008-11-16 | — | ES JH | Closed | 2008-11-24 13:41 |  | RMB | 8550 | 上海源泛电热电器厂 | 旁路二极管测试装置
EC4019 |  | stopwatch | J9-2II | 807 | SH Lab | 51#7F-PPT test lab | I | 2019-11-07 | 2020-11-06 | JSMI | Closed | 2008-12-03 16:04 | measure 1min 1h 24h | RMB | 130 | 上海手表五厂 | 秒表
EC4020 |  | Digital caliper | 0-200mm | 308100419 | SH Lab | Shibei PV lab | I | 2019-01-09 | 2020-01-08 | JSMI | Calibrating | 2008-11-28 14:19 |  | RMB | 300 | 上海量具刃具厂 | 游标卡尺
EC4021 |  | 3 phase power meter | 8903F | 890808043 | QD | Qindao test lab | I | 2020-01-07 | 2021-01-06 | GRGT | Closed | 2008-12-10 13:53 |  | RMB | 6900 | 青岛青智仪器有限公司 | 三相功率计
EC4022 |  | Thermometer | 52II | 97470016 | SH ACCE | 85#5F-ACCE & LUM test lab | II | 2019-11-14 | 2020-11-13 | ES AW | Closed | 2008-12-10 14:02 |  | RMB | 2200 | FLUKE | 点温计
EC4023 |  | collector | 自制 |  | SH Lab | Shibei PV lab | III | 2008-11-11 | — | ES JH | Disposal | 2008-12-03 15:44 |  | RMB | 2600 | ITS | IV曲线采集器
EC4024 |  | AC/DC Electrical parameters measuring instrument | 8716C | 870712174 | SH Lab | 51#7F-PPT test lab | II | 2019-10-28 | 2020-10-27 | EC JK | Closed | 2008-11-17 13:52 | 青智QingZhi 8716C | RMB | 2400 | 青岛青智仪器有限公司 | 交直数字电参数仪
EC4025 |  | conduit bending test device |  |  | SH Lab | Shibei PV lab | II | 2019-10-08 | 2020-10-07 | SETRI | Closed | 2008-12-22 16:19 | Pulley 10 cm diameter aproximately, load accordance table 10 | RMB | 6000 |  | 导管弯曲试验设备
EC4026 |  | Test probe for measuring surface temperature |  |  | QD | Qindao test lab | II | 2019-08-08 | 2020-08-07 | EC JZ | Closed | 2009-06-18 11:06 |  | RMB | 600 |  | 表面温度试验指
EC4027 |  | Audio Analyser | UP300 | 100155 | SH Lab | 86#4F-EMC test lab | I | 2019-09-25 | 2020-09-24 | SQI | Closed | 2008-11-28 11:14 | Weighting filters: A weighting, C message, CCITT, CCIR unweighted, CCIR 1k weighted, CCIR 2k weighted, deemphasis 50/15, 50, 75, J.17, IEC/IEEE tuner) | RMB | 84500 | RS | 音频分析仪
EC4028 |  | Multimeter | F287 | 96620140 | QD | Qindao test lab | II | 2019-05-17 | 2020-05-16 | EC JZ | Closed | 2008-12-10 11:13 |  | RMB | 3800 | FLUKE | 万用表
EC4029 |  | Power Analyzer | 43B | DM9570020 | SH Lab | 85#5F-ACCE & LUM test lab | I | 2018-12-29 | 2019-12-28 | SIMT | Calibrating | 2008-12-25 13:32 |  | RMB | 23500 | FLUKE | 功率分析仪
EC4030 |  | AC frequency converter | AFC-31020T | F308100121 | SH Lab | 85#5F-ACCE & LUM test lab | III | 2008-11-28 | — | ES JH | Disposal | 2008-12-01 13:52 |  | RMB | 56000 | 艾普斯电源（苏州）有限公司 | 交流变频电源
EC4031 |  | Bar of Iron |  |  | XM Lab | Xiamen test lab | III | 2008-11-28 | — | ES JH | Closed | 2008-12-10 10:32 |  | RMB | 200 |  | 测试棒
EC4032 |  | Freezer , freeze storage for ice ball | KK26U69 | na | SH Lab | Shibei PV lab | I | 2019-02-19 | 2020-02-18 | JSMI | Calibrating | 2008-12-04 11:13 | 一个冷冻，一个冷藏 | RMB | 5399 | 西门子 | 冰球冷冻冷藏箱
EC4033 |  | oscillograph | TDS3014C | C011501 | SH Lab | Shibei PV lab | I | 2019-05-07 | 2020-05-06 | JSMI | Closed | 2008-12-17 09:32 | 需另配电流探头 | RMB | 37310 | TEKTRONIX | 示波器
EC4034 |  | er |  |  | SH Lab | Shibei PV lab | III | 2008-12-02 | — | ES JH | Disposal | 2008-12-04 11:14 | null | RMB | 5399 |  | null
EC4035 |  | Multimeter | F287 | 97270215 | SH Lab | 86#4F-Multimedia test lab | II | 2019-12-05 | 2020-12-04 | EC JZ | Closed | 2008-12-05 16:20 |  | RMB | 3800 | FLUKE | 万用表
EC4036 |  | Funnel |  |  | XM Lab | Xiamen test lab | II | 2019-06-16 | 2020-06-15 | EC JZ | Closed | 2009-03-12 15:50 |  | RMB | 1400 |  | 漏斗
EC4037 |  | partial discharge tester | JF-2001 |  | SH Lab | Shibei PV lab | I | 2015-12-02 | — | STIEA | Out of service | 2008-12-10 15:42 | 封存 2016.12.5 according to C.2.1 and Clause D.1 of IEC 60664-11 模拟式局放仪,校正脉冲发生器,电容分压式阻抗,无局放变压器,无局放藕合电容器,手动升压控制箱,隔离滤波器,高压限流电阻,双屏蔽隔离变压器,试品夹具 | RMB | 95000 | 上海松宝科技发展有限公司 | 局放试验仪
EC4037 | 1 | Unequal electrodes | JF-2001 |  | SH Lab | Shibei PV lab | III | 2010-05-25 | — | ES JH | Closed |  | according to C.2.1 and Clause D.1 of IEC 60664-11 模拟式局放仪,校正脉冲发生器,电容分压式阻抗,无局放变压器,无局放藕合电容器,手动升压控制箱,隔离滤波器,高压限流电阻,双屏蔽隔离变压器,试品夹具 | RMB | 95000 | 上海松宝科技发展有限公司 | 不等电极
EC4038 |  | Mechnical load test suporting frame |  |  | SH Lab | Shibei PV lab | I | 2019-08-15 | 2020-08-14 | JSMI | Closed | 2008-12-26 12:49 | 角度和尺寸可调，考虑到未来光付组件大小变化。数量可能会比较多，先做一个。 | RMB | 23400 |  | 机械过载试验支架
EC4038 | 1 | Baroceptor |  |  | SH Lab | Shibei PV lab | I | 2019-08-15 | 2020-08-14 | JSMI | Closed | 2009-02-12 16:00 |  | RMB | 23400 |  | 气压传感器
EC4038 | 2 | Baroceptor |  |  | SH Lab | Shibei PV lab | I | 2019-08-15 | 2020-08-14 | JSMI | Closed | 2009-02-12 16:25 |  | RMB | 23400 |  | 气压传感器
EC4038 | 3 | Mechnical load test suporting frame |  |  | SH Lab | Shibei PV lab | II | 2008-12-26 | — | ES LWF | Disposal | 2009-02-20 13:13 | 角度和尺寸可调，考虑到未来光付组件大小变化。数量可能会比较多，先做一个。 | RMB | 23400 |  | 时间继电器
EC4038 | 4 | time relay |  |  | SH Lab | Shibei PV lab | II | 2008-12-26 | — | ES LWF | Disposal | 2009-02-20 13:14 | 角度和尺寸可调，考虑到未来光付组件大小变化。数量可能会比较多，先做一个。 | RMB | 23400 |  | 时间继电器
EC4039 |  | Impactor test |  |  | SH Lab | Shibei PV lab | I | 2019-10-08 | 2020-10-07 | SETRI | Closed | 2008-12-26 13:45 |  | RMB | 4800 |  | 冲击试验
EC4039 | 1 | Steel Rule |  |  | SH Lab | Shibei PV lab | III | 2014-12-24 | — | SIMT | Closed | 2009-02-12 16:22 | 2015.06.22 | RMB | 4800 |  | 钢直尺
EC4039 | 2 | Steel Rule |  |  | SH Lab | Shibei PV lab | III | 2014-12-24 | — | SIMT | Closed | 2009-02-12 16:19 | 2015.06.22 | RMB | 4800 |  | 钢直尺
EC4039 | 3 | gauge |  |  | SH Lab | Shibei PV lab | I | 2019-10-08 | 2020-10-07 | SETRI | Closed | 2009-02-23 16:31 |  | RMB | 4800 |  | 量规
EC4040 |  | UV chamber |  |  | SH Lab | Shibei PV lab | I | 2017-10-13 | — | SIMT | Out of service | 2008-12-24 16:37 | cover 2X1.5m module 封存 | RMB | 199391 | 上海源知制冷空调科技有限公司 | 紫外老化试验箱
EC4041 |  | insualtion tester | PC40B | E10117 | SH Lab | 51#7F-PPT test lab | I | 2020-01-09 | 2021-01-08 | SIMT | Closed | 2008-12-29 09:43 | (安标AB) PC40B | RMB | 2700 | 上海安表电子有限公司 | 绝缘电阻/高阻测试仪
EC4042 |  | AC high voltage tester | ZHZ8D-1kVA | N40145 | SH Lab | 51#7F-PPT test lab | I | 2019-05-09 | 2020-05-08 | JSMI | Closed | 2008-12-29 09:45 | (安标AB) ZHZ8D | RMB | 5900 | PC40B | 交直流耐压测试仪
EC4042 |  | Notch filter | NF2425 | 7 | ICT | 86#4F-EMC test lab | I | 2019-05-09 | 2020-05-08 | MFG | Closed | 2018-10-29 14:23 |  |  | 7819 | 承仪电子股份有限公司 | 陷波器
EC4043 |  | load cabinet | 230v,20A |  | SH Lab | 85#5F-ACCE & LUM test lab | III | 2008-12-10 | — | ES JH | Closed | 2008-12-10 16:05 | 见附件 | RMB | 8000 | 上海胜新电器厂 | 负载组
EC4044 |  | Measure device for iron steaming operation |  |  | SH Lab | 51#7F-PPT test lab | III | 2009-07-16 | — | ES LWF | Closed | 2009-07-16 17:00 |  | RMB | 800 |  | 蒸汽熨斗测试架
EC4045 | 1 | steady solar simulator | appllo ss2515 |  | SH Lab | Shibei PV lab | I | 2019-04-03 | 2020-04-02 | NIM | Closed | 2009-03-16 15:37 |  | EUR | 254650 | 乐力士实业有限公司 | 稳态模拟器
EC4045 | 2 | IV Tracer |  |  | SH Lab | Shibei PV lab | I | 2018-11-13 | 2019-11-12 | NIM | Calibrating | 2009-02-23 16:28 |  | EUR | 254650 | 乐力士实业有限公司 | IV曲线记录仪
EC4045 | 3 | Reference Cell |  |  | SH Lab | Shibei PV lab | I | 2016-08-15 | — | NIM | Out of service | 2011-03-23 09:34 | 封存 2017.7.27 | EUR | 254650 | 乐力士实业有限公司 | 参考电池
EC4045 | 4 | Reference cell |  |  | SH Lab | Shibei PV lab | III | 2009-04-09 | — | ES JH | Cancel | 2009-04-09 13:56 |  | EUR | 254650 |  | 参考电池
EC4045 | 5 | PT100 for steady simulator |  |  | SH Lab | Shibei PV lab | I | 2019-03-05 | 2020-03-04 | JSMI | Calibrating | 2011-07-27 16:04 |  | RMB | 1 |  | 稳态模拟器温度采集系统
EC4046 |  | leakage current test apparatus (6.5 of UL943) |  |  | SH Lab | 85#5F-ACCE & LUM test lab | III | 2009-05-21 | — | ES JH | Closed | 2009-05-21 11:21 |  | RMB | 1900 | its | 泄露电流测试装置
EC4047 |  | Grounded neutral test apparatus(6.7.4.1 of UL943) |  |  | SH Lab | 85#5F-ACCE & LUM test lab | III | 2009-05-21 | — | ES JH | Closed | 2009-05-21 11:20 |  | RMB | 1900 | its | 接地N级测试装置
EC4047 | 1 | Grounded neutral test apparatus(6.7.4.1 of UL943) | 0.8ohm 400w |  | SH Lab | 85#5F-ACCE & LUM test lab | III | 2009-02-23 | — | ES JH | Closed | 2009-05-21 11:18 |  | RMB | 1900 |  | 接地N级测试装置
EC4047 | 2 | Grounded neutral test apparatus(6.7.4.1 of UL943) | 0.8ohm 400w |  | SH Lab | 85#5F-ACCE & LUM test lab | III | 2009-02-23 | — | ES JH | Closed | 2009-05-21 11:18 |  | RMB | 1900 |  | 接地N级测试装置
EC4047 | 3 | Grounded neutral test apparatus(6.7.4.1 of UL943) | 200w 0.4ohm |  | SH Lab | 85#5F-ACCE & LUM test lab | III | 2009-02-23 | — | ES JH | Closed | 2009-05-21 11:18 |  | RMB | 1900 |  | 接地N级测试装置
EC4048 |  | resistance to false tripping test apparatus (6.8 of UL943) |  |  | SH Lab | 85#5F-ACCE & LUM test lab | III | 2009-05-21 | — | ES JH | Closed | 2009-05-21 11:23 |  | RMB | 1990 | its | 误脱扣试验装置
EC4049 |  | push－pull tester | HF-50 | 65073897 | SH Lab | Shibei PV lab | I | 2019-01-10 | — | JSMI | Repairing | 2008-12-25 12:21 | 附带量测角度功能（30°，45°，90°） | RMB | 1960 | 乐清海宝仪器有限公司 | 推拉力计
EC4050 |  | High Voltage Probe | P6015A |  | XM Lab | Xiamen test lab | I | 2019-07-15 | 2020-07-14 | SIMT | Closed | 2008-12-25 16:05 |  | RMB | 13300 | TEKTRONIX | 高压探头
EC4051 |  | UVA,UVB | GZ-UV |  | SH Lab | Shibei PV lab | III | 2008-12-20 | — | ES JH | Disposal | 2008-12-15 11:36 |  | RMB | 300 | 上海广照光电科技有限公司 | 紫外光谱仪
EC4052 |  | equipment tracer | L-3000 |  | SH Lab | Shibei PV lab | III | 2008-12-20 | — | ES JH | Closed | 2008-12-15 11:15 |  | RMB | 5000 | 上海承华智能卡有限公司 | 设备监督软件
EC4053 |  | Environment meter | JZ1-2B | 804136 | SH Lab | Shibei PV lab | I | 2018-03-29 | — | JSMI | Out of service | 2008-12-25 15:27 | （封存） | RMB | 1970 | 上海气象仪器厂有限公司 | 温湿度表
EC4054 |  | Environment meter | JZ1-2B | 804085 | SH Lab | Shibei PV lab | I | 2015-07-13 | — | JSMI | Disposal | 2008-12-25 15:25 |  | RMB | 1970 | 上海气象仪器厂有限公司 | 温湿度表
EC4055 |  | Open cell polyether |  |  | SH Lab | 86#3F-Home appliance test lab | III | 2007-07-07 | — | ES LWF | Cancel |  | 按照标准要求进行计量 | RMB | 300 |  | 海绵
EC4056 | 1 | abnormal overvoltage test apparatus(6.17 of UL943) | 96ohm*3 |  | SH Lab | 85#5F-ACCE & LUM test lab | III | 2008-12-25 | — | ES JH | Closed | 2009-05-21 11:16 |  | RMB | 1950 | 自制 | 非正常过压试验装置
EC4056 | 2 | abnormal overvoltage test apparatus(6.17 of UL943) | 960ohm*4 |  | SH Lab | 85#5F-ACCE & LUM test lab | III | 2008-12-25 | — | ES JH | Closed | 2009-05-21 11:17 |  | RMB | 1950 |  | 非正常过压试验装置
EC4056 | 3 | abnormal overvoltage test apparatus(6.17 of UL943) | 0-500v |  | SH Lab | 85#5F-ACCE & LUM test lab | III | 2008-12-25 | — | ES JH | Disposal | 2009-05-21 11:17 |  | RMB | 1950 |  | 非正常过压试验装置
EC4057 |  | UVB sensor | UV-B | 81546 | SH Lab | Shibei PV lab | I | 2009-01-20 | — | SIMT | Disposal | 2008-12-25 14:29 |  | RMB | 7200 | 北京师范大学光电仪器厂 | 紫外照度仪
EC4058 |  | circinal plane |  |  | SH Lab | 86#4F-Multimedia test lab | II | 2019-12-28 | 2020-12-27 | ES AW | Closed | 2009-02-23 15:08 | for 60601 test | RMB | 180 |  | 圆盘
EC4058 | 1 | circinal plane | 直径30MM |  | SH Lab | 51#7F-CM test lab | III | 2014-06-13 | — | ES LLS | Closed |  | for 60601 test | RMB | 180 | 上海兴侃机电五金有限公司 | 圆盘
EC4058 | 2 | 砝码 | 1350N |  | SH Lab | 51#7F-CM test lab | III | 2014-06-13 | — | ES LLS | Closed |  | for 60601 test | RMB | 180 | 上海兴侃机电五金有限公司 | 砝码
EC4059 |  | UVAsensor | UV-A | 82187 | SH Lab | Shibei PV lab | I | 2009-12-16 | — | SIMT | Disposal | 2008-12-25 12:22 |  | RMB | 7200 | 北京师范大学光电仪器厂 | 紫外照度仪
EC4060 |  | reference plate for noct |  |  | SH Lab | Shibei PV lab | III | 2008-12-22 | — | ES JH | Disposal | 2008-12-22 16:19 |  | RMB | 14000 |  | 参考平板及支架
EC4061 | 1 | rulers | 5M |  | SH Lab | Shibei PV lab | III | 2015-01-09 | — | SQI | Closed | 2009-02-13 13:41 | 2015.06.22 | RMB | 10 | cmart | 尺
EC4061 | 2 | rulers | 5M |  | SH Lab | Shibei PV lab | III | 2015-01-09 | — | SQI | Closed | 2009-02-13 13:41 | 2015.06.22 | RMB | 10 | cmart | 尺
EC4061 | 3 | rulers | 1m |  | SH Lab | Shibei PV lab | III | 2015-01-13 | — | SIMT | Closed | 2009-02-13 13:40 | 2015.06.22 | RMB | 10 | cmart | 尺
EC4062 |  | resistance | 50k |  | SH Lab | 86#4F-Multimedia test lab | II | 2019-12-22 | 2020-12-21 | ES AW | Closed | 2008-12-22 15:39 |  | RMB | 800 | 上海胜新电器厂 | 电阻
EC4063 |  | patinent circuit network | fig 107 |  | SH Lab | 86#2F-TCO test lab | II | 2019-12-22 | 2020-12-21 | ES AW | Closed | 2008-12-22 17:03 | 新标准 | RMB | 1800 | 自制 | 网络盒
EC4064 |  | oscilloscope(with 1:100 probe) | DPO4034 | C020501 | SH Lab | 86#2F-Power supply test lab | I | 2019-03-08 | 2020-03-07 | JSMI | Calibrating | 2008-12-26 15:49 |  | RMB | 84100 | 泰克 | 示波器（带1：100探头）
EC4065 |  | AC Digital power meter | PPA2530 | 262 | SH Lab | 86#2F-Power supply test lab | I | 2014-12-15 | — | SIMT | Out of service | 2008-12-26 15:49 | 2015-4-22 封存，恢复使用需要计量 | RMB | 105000 | 牛顿科技 | 功率分析仪
EC4066 |  | Pink noise generator | DM8899 | 80127 | SH Lab | 86#4F-Multimedia test lab | I | 2019-03-06 | 2020-03-05 | JSMI | Calibrating | 2008-12-26 11:15 |  | RMB | 6900 | 北京达敏机电技术研究所 | 粉红噪声发生器
EC4067 |  | Draft free box for hot spot test |  | NM001470/NL002581 | SH Lab | Shibei PV lab | III | 2008-12-24 | — | STIEA | Repairing | 2008-12-24 16:36 | consided with class C solar simulator | RMB | 77500 | 上海松宝科技发展有限公司 | 热斑实验箱
EC4067 | 1 | Draft free box for hot spot test |  |  | SH Lab | Shibei PV lab | I | 2011-01-12 | — | STIEA | Out of service | 2008-12-24 16:36 | consided with class C solar simulator | RMB | 77500 |  | 热斑实验箱(温控表)
EC4067 | 2 | AC frequency converter | ANFC030S-S |  | PV | Shibei PV lab | I | 2019-01-09 | 2020-04-08 | SQI | Calibrating | 2016-03-02 13:09 |  |  | 34500 | Ainuo 艾诺仪器有限公司 | 交流变频电源（三相输入单相输出）
EC4068 |  | Data acquisition/switch unit | 34970A | my44040016 | SH Lab | Shibei PV lab | II | 2020-03-05 | 2021-03-04 | ES AW | Closed | 2008-12-25 13:55 | Agilent BenchLink Data Logger 3版本4.2.00 | RMB | 51500 | 安捷伦 | 数据采集仪
EC4068 | 1 | Module for data acquisition/switch unit | 34901A | MY41100717 | SH Lab | Shibei PV lab | III | 2009-02-27 | — | ES JH | Closed | 2009-02-27 15:33 |  | RMB | 51500 | 上海清宏贸易发展有限公司 | 数据采集仪模板
EC4068 | 2 | Module for data acquisition/switch unit | 34901A | MY41100708 | SH Lab | Shibei PV lab | III | 2009-02-27 | — | ES JH | Closed | 2009-02-27 15:34 |  | RMB | 51500 | 上海清宏贸易发展有限公司 | 数据采集仪模板
EC4069 |  | angle meter | Mini | 81219 | SH Lab | Shibei PV lab | I | 2019-01-09 | — | JSMI | Out of service | 2008-12-29 14:45 |  | RMB | 500 | BevelBox | 角度仪
EC4070 |  | thermal stability tester | 380v,3kVA |  | ACCE | 86#1F-General test lab | I | 2019-06-05 | 2020-06-04 | SIMT | Closed | 2008-12-26 13:20 | 第一次维修编号EC4070(WX1) | RMB | 76200 | 上海冠图防雷科技有限公司 | 热稳定性试验仪
EC4070 | 1 | thermal stability tester | 380v,3kVA |  | ACCE | 85#5F-B5F Power distribution room | I | 2014-03-24 |  | SIMT | Cancel |  | 该编号取消 | RMB | 76200 | 上海冠图防雷科技有限公司 | 热稳定性试验仪
EC4071 |  | surge generator | GIC5-20 |  | ACCE | 86#1F-General test lab | I | 2019-04-03 | 2020-04-02 | SIMT | Closed | 2008-12-26 13:21 | 带PC接口，带去耦网络。第一次维修编号EC4071(WX1) | RMB | 126980 | 上海冠图防雷科技有限公司 | 冲击发生器
EC4071 | 1 | surge generator | GIC5-20 |  | ACCE | 85#5F-ACCE & LUM test lab | I | 2013-12-19 |  | SIMT | Cancel |  | 该设备编号取消 | RMB | 126980 | 上海冠图防雷科技有限公司 | 冲击发生器
EC4072 |  | Ice ball mould |  |  | SH Lab | Shibei PV lab | II | 2019-10-08 | 2020-10-07 | SETRI | Closed | 2008-12-25 14:41 |  | RMB | 3180 |  | 冰球夹具
EC4073 |  | battery impact test equipment |  | 8122199 | SH Lab | 85#5F-Battery test lab | I | 2012-12-13 | — | SIMT | Disposal | 2008-12-26 09:33 |  | RMB | 16000 |  | 电池挤压测试设备
EC4074 |  | battery impact test equipment | GX-5066 |  | SH Lab | 85#5F-Battery test lab | II | 2019-12-23 | 2020-12-22 | ES AW | Closed | 2008-12-26 09:32 |  | RMB | 35000 |  | 锂电池冲击测试
EC4075 |  | Standard grounding pin |  |  | SH Lab | 85#5F-Gauge room | II | 2019-12-29 | 2020-12-28 | ES AW | Closed | 2008-12-29 15:45 |  | RMB | 1200 |  | 标准接地孔吊重量规
EC4076 |  | Oversize grounding pin |  |  | SH Lab | 85#5F-Gauge room | II | 2019-12-29 | 2020-12-28 | ES AW | Closed | 2008-12-29 15:45 |  | RMB | 1200 |  | 大尺寸接地孔吊重量规
EC4077 |  | Storage battery test |  | 805204 | SH Lab | 85#5F-Battery test lab | I | 2011-03-03 | — | SIMT | Out of service | 2008-12-26 15:49 |  | RMB | 26820 |  | 铅酸电池大电流测试
EC4078 |  | storage battery colligate cut-and-try equipment |  | 901101 | SH Lab | 85#5F-Battery test lab | I | 2011-03-04 | — | SIMT | Out of service | 2008-12-26 15:50 |  | RMB | 64800 | 沈阳沈蓄所蓄电池新技术开发有限公司 | 蓄电池综合试验设备
EC4079 |  | storage battery constant temperature flume |  |  | SH Lab | 85#5F-Battery test lab | I | 2018-04-25 | — | SETRI | Can not be found | 2008-12-26 15:50 |  | RMB | 5040 | 沈阳沈蓄所蓄电池新技术开发有限公司 | 蓄电池恒温水槽
EC4080 |  | DC constant voltage/current power source |  | DP0901002/DP0901003 | SH Lab | 86#2F-Power supply test lab | I | 2011-10-18 | — | SIMT | Out of service | 2008-12-26 15:52 | 该设备自2014.7月起作为工具使用，不用每年计量。 | RMB | 67300 | 上海点品电子有限公司 | 直流可调电源
EC4081 |  | AC frequency converter | AFC-31030 | F308120010 | SH Lab | 51#7F-PPT test lab | III | 2008-12-30 | — | ES JH | Closed | 2008-12-29 09:42 | APC(爱普斯） | RMB | 70000 | 艾普斯电源（苏州）有限公司 | 交流变频电源
EC4082 |  | AC frequency converter | AFC-31030 | F308120011 | SH Lab | 51#7F-PPT test lab | III | 2008-12-30 | — | ES JH | Closed | 2008-12-29 09:41 | supplier: APC | RMB | 70000 | 艾普斯电源（苏州）有限公司 | 交流电源
EC4083 |  | AC digital power meter | AN8720P | 088710010G | SH Lab | 51#7F-PPT test lab | I | 2016-01-18 | — | JSMI | Out of service | 2008-12-29 09:38 | 封存.2017.1.17(艾诺Ainuo)AN8720P 40A | RMB | 3400 | 艾诺电子 | 单相电参数综合测量仪
EC4084 |  | AC linear power source | Chroma 6430 |  | CN FAC | 86#4F-Calibration room | I | 2019-01-09 | 2020-01-08 | SQI | Calibrating | 2008-12-29 11:26 |  | USD | 7300 | Chroma | 交流稳压电源
EC4085 |  | Drop test apparatus |  |  | SH Lab | 85#5F-ACCE & LUM test lab | II | 2019-10-27 | 2020-10-26 | EC JK | Closed | 2008-12-29 13:10 | 展厅 | RMB | 12500 |  | Drop test apparatus
EC4086 | 1 | collector | 6225 |  | SH Lab | Shibei PV lab | III | 2008-12-29 | — | ES JH | Closed | 2008-12-29 15:05 |  | RMB | 16461.9 | NI | 光照均匀度采集器779973
EC4086 | 2 | collector | 6225 |  | SH Lab | Shibei PV lab | III | 2008-12-29 | — | ES JH | Closed | 2008-12-29 15:06 |  | RMB | 16461.9 | NI | 光照均匀度采集器779973
EC4086 | 3 | IV tracer | 6212 |  | SH Lab | Shibei PV lab | III | 2008-12-29 | — | ES JH | Closed | 2008-12-29 15:06 |  | RMB | 10161.45 | NI | 性能曲线测试仪
EC4087 |  | 水平测功机 |  | 5591 | SH Lab | 86#1F-Tools & machinery test lab | I | 2019-04-18 | 2020-04-17 | STIEA | Closed | 2008-12-29 16:13 |  | RMB | 90000 |  | 水平测功机
EC4088 |  | 3-Axise Fixture |  |  | SH Lab | 86#1F-Tools & machinery test lab | III | 2009-12-29 | — | ES LWF | Closed | 2008-12-29 16:25 |  | RMB | 15200 |  | 三维支架及夹具
EC4089 |  | Blade stopping time testor |  |  | SH Lab | 86#1F-Garden tools test lab (Ⅰ) | II | 2017-10-15 | — | EC JZ | Stop to use |  | 2018.11.01封存（设备在金桥） | RMB | 1 | 上海晶菱工贸有限公司 | 割草机停机时间测量
EC4089 | 1 | Blade stopping time testor |  |  | SH Lab | 86#1F-Garden tools test lab (Ⅰ) | III | 2009-10-15 | — | ES JH | Closed |  | 温度在标准里无要求，only for reference | RMB | 1 | 上海晶菱工贸有限公司 | 割草机停机时间测量(温控表)
EC4090 |  | TCO test calibration system | PR-655 | 65084302 | SH Lab | 86#2F-TCO test lab | I | 2017-07-11 | 2019-07-10 | NIM | Closed | 2008-12-30 14:11 | 在客户那边 | RMB | 359000 | Photo research, INC | TCO测试校准系统
EC4090 | 1 | TCO composite testing system for LCD monitor | 3 axial LCD angular positioner and fixture for TCO testing |  | SH Lab | 86#2F-TCO test lab | III | 2012-06-01 | — | ES AW | Closed | 2012-06-06 14:01 | in wuhan | RMB | 489000 | 上海昱州测控仪器有限公司 | 测试LCD显示器TCO标准的综合测试系统
EC4091 |  | 割草钢珠试验 |  |  | SH Lab | 86#1F-Garden tools test lab (Ⅰ) | III | 2010-09-19 | — | ES JH | Closed |  |  | RMB | 229400 | 上海晶苓工贸有限公司 | 割草钢珠试验
EC4091 | 1 | 割草钢珠试验 |  |  | SH Lab | 86#1F-Garden tools test lab (Ⅰ) | III | 2009-02-27 | — | ES JH | Closed |  |  | RMB | 229400 |  | 割草钢珠试验(速度测量)
EC4091 | 1 | TESTING | 钢珠弹射高度/转盘定位不准，已经维修，维修价格37000元 |  | SH Lab | [5 empty] | Equipment arrived, waiting for acceptance check |  |  |  | 37000 | 上海锐得电子有限公司 | 割草机钢珠试验
EC4091 | 2 | 割草钢珠试验 | 改进 |  | SH Lab | 86#1F-Garden tools test lab (Ⅰ) | II | 2019-12-20 |  | ES JH | PL accepted, archiving files |  |  | RMB | 229400 | 上海艳京科技开发有限公司 | 割草钢珠试验
EC4092 |  | added devices of mechanical load |  |  | SH Lab | Shibei PV lab | III | 2007-07-07 | — | ES LWF | Cancel |  |  | RMB | 24000 |  | 机械荷载增加功能
EC4093 |  | italy gauge | C1-1 |  | SH Lab | 85#5F-Gauge room | II | 2020-01-16 | 2021-01-15 | ES AW | Closed | 2009-01-19 13:39 |  | RMB | 14000 |  | 意大利量规
EC4094 |  | italy gauge | C1-2 |  | SH Lab | 85#5F-Gauge room | II | 2020-01-16 | 2021-01-15 | ES AW | Closed | 2009-01-19 13:39 |  | RMB | 14000 |  | 意大利量规
EC4095 |  | italy gauge | C1-3 |  | SH Lab | 85#5F-Gauge room | II | 2020-01-16 | 2021-01-15 | ES AW | Closed | 2009-01-19 13:39 |  | RMB | 14000 |  | 意大利量规
EC4096 |  | italy gauge | C2-A-10 |  | SH Lab | 85#5F-Gauge room | II | 2020-01-16 | 2021-01-15 | ES AW | Closed | 2009-01-19 13:38 |  | RMB | 14000 |  | 意大利量规
EC4097 |  | italy gauge | C2-A-16 |  | SH Lab | 85#5F-Gauge room | II | 2020-01-16 | 2021-01-15 | ES AW | Closed | 2009-01-19 13:38 |  | RMB | 14000 |  | 意大利量规
EC4098 |  | italy gauge | C2-B-10 |  | SH Lab | 85#5F-Gauge room | II | 2020-01-16 | 2021-01-15 | ES AW | Closed | 2009-01-19 13:38 |  | RMB | 14000 |  | 意大利量规
EC4099 |  | italy gauge | C2-B-16 |  | SH Lab | 85#5F-Gauge room | II | 2020-01-16 | 2021-01-15 | ES AW | Closed | 2009-01-19 13:38 |  | RMB | 14000 |  | 意大利量规
EC4100 |  | italy gauge | C3 |  | SH Lab | 85#5F-Gauge room | II | 2020-01-16 | 2021-01-15 | ES AW | Closed | 2009-01-19 13:37 |  | RMB | 14000 |  | 意大利量规
EC4101 |  | italy gauge | C4 |  | SH Lab | 85#5F-Gauge room | II | 2018-01-16 | — | EC JZ | Can not be found | 2009-01-19 13:37 |  | RMB | 14000 |  | 意大利量规
EC4102 |  | italy gauge | C5-A |  | SH Lab | 85#5F-Gauge room | II | 2020-01-16 | 2021-01-15 | ES AW | Closed | 2009-01-19 13:37 |  | RMB | 14000 |  | 意大利量规
EC4103 |  | italy gauge | C5-B |  | SH Lab | 85#5F-Gauge room | II | 2020-01-16 | 2021-01-15 | ES AW | Closed | 2009-01-19 13:36 |  | RMB | 14000 |  | 意大利量规
EC4104 |  | italy gauge | C6 |  | SH Lab | 85#5F-Gauge room | II | 2020-01-16 | 2021-01-15 | ES AW | Closed | 2009-01-19 13:36 |  | RMB | 14000 |  | 意大利量规
EC4105 |  | italy gauge | C7 |  | SH Lab | 85#5F-Gauge room | II | 2020-01-16 | 2021-01-15 | ES AW | Closed | 2009-01-19 13:36 |  | RMB | 14000 |  | 意大利量规
EC4106 |  | italy gauge | C8 |  | SH Lab | 85#5F-Gauge room | II | 2020-01-16 | 2021-01-15 | ES AW | Closed | 2009-01-19 13:34 |  | RMB | 14000 |  | 意大利量规
EC4107 |  | italy gauge | C9 |  | SH Lab | 85#5F-Gauge room | II | 2020-01-16 | 2021-01-15 | ES AW | Closed | 2009-01-19 13:34 |  | RMB | 14000 |  | 意大利量规
EC4108 |  | italy gauge | C10 |  | SH Lab | 85#5F-Gauge room | II | 2020-01-16 | 2021-01-15 | ES AW | Closed | 2009-01-19 13:34 |  | RMB | 14000 |  | 意大利量规
EC4109 |  | italy gauge | C11 |  | SH Lab | 85#5F-Gauge room | II | 2020-01-16 | 2021-01-15 | ES AW | Closed | 2009-01-19 13:33 |  | RMB | 14000 |  | 意大利量规
EC4110 |  | south african gauge | SANS164-1 AnnexA |  | SH Lab | 85#5F-Gauge room | II | 2020-01-16 | 2021-01-15 | EC JZ | Closed | 2009-01-19 13:33 |  | RMB | 24500 |  | 南非量规
EC4111 |  | south african gauge | SANS164-1 AnnexB |  | SH Lab | 85#5F-Gauge room | II | 2020-01-16 | 2021-01-15 | EC JZ | Closed | 2009-01-19 13:33 |  | RMB | 24500 |  | 南非量规
EC4112 |  | south african gauge | SANS164-1 AnnexC |  | SH Lab | 85#5F-Gauge room | II | 2020-01-16 | 2021-01-15 | EC JZ | Closed | 2009-01-19 13:32 |  | RMB | 24500 |  | 南非量规
EC4113 |  | south african gauge | SANS164-1 AnnexD |  | SH Lab | 85#5F-Gauge room | II | 2020-01-16 | 2021-01-15 | EC JZ | Closed | 2009-01-19 13:32 |  | RMB | 24500 |  | 南非量规
EC4114 |  | south african gauge | SANS164-1 AnnexF1 |  | SH Lab | 85#5F-Gauge room | II | 2020-01-16 | 2021-01-15 | EC JZ | Closed | 2009-01-19 13:31 |  | RMB | 24500 |  | 南非量规
EC4115 |  | south african gauge | SANS164-1 AnnexF2(a) |  | SH Lab | 85#5F-Gauge room | II | 2020-01-16 | 2021-01-15 | EC JZ | Closed | 2009-01-19 13:31 |  | RMB | 24500 |  | 南非量规
EC4116 |  | south african gauge | SANS164-1 AnnexF2(b) |  | SH Lab | 85#5F-Gauge room | II | 2020-01-16 | 2021-01-15 | EC JZ | Closed | 2009-01-19 13:30 |  | RMB | 24500 |  | 南非量规
EC4117 |  | south african gauge | SANS164-2 Annex(A) |  | SH Lab | 85#5F-Gauge room | II | 2020-01-16 | 2021-01-15 | EC JZ | Closed | 2009-01-19 13:30 |  | RMB | 24500 |  | 南非量规
EC4118 |  | south african gauge | AnnexA(B) |  | SH Lab | 85#5F-Gauge room | II | 2020-01-16 | 2021-01-15 | EC JZ | Closed | 2009-01-19 13:30 |  | RMB | 24500 |  | 南非量规
EC4119 |  | south african gauge | SANS164-2 AnnexA(C) |  | SH Lab | 85#5F-Gauge room | II | 2020-01-16 | 2021-01-15 | EC JZ | Closed | 2009-01-19 13:30 |  | RMB | 24500 |  | 南非量规
EC4120 |  | south african gauge | SANS164-2 AnnexB |  | SH Lab | 85#5F-Gauge room | II | 2020-01-16 | 2021-01-15 | EC JZ | Closed | 2009-01-19 13:29 |  | RMB | 24500 |  | 南非量规
EC4121 |  | south african gauge | SANS164-2 AnnexC |  | SH Lab | 85#5F-Gauge room | II | 2020-01-16 | 2021-01-15 | EC JZ | Closed | 2009-01-19 13:29 |  | RMB | 24500 |  | 南非量规
EC4122 |  | south african gauge | SANS164-2 AnnexD(3.75) |  | SH Lab | 85#5F-Gauge room | II | 2020-01-16 | 2021-01-15 | EC JZ | Closed | 2009-01-19 13:29 |  | RMB | 24500 |  | 南非量规
EC4123 |  | south african gauge | SANS164-2AnnexD(4.85) |  | SH Lab | 85#5F-Gauge room | II | 2020-01-16 | 2021-01-15 | EC JZ | Closed | 2009-01-19 13:28 |  | RMB | 24500 |  | 南非量规
EC4124 |  | south african gauge | SANS164-3 AnnexA |  | SH Lab | 85#5F-Gauge room | II | 2020-01-16 | 2021-01-15 | EC JZ | Closed | 2009-01-19 13:28 |  | RMB | 24500 |  | 南非量规
EC4125 |  | south african gauge | SANS164-3 AnnexB |  | SH Lab | 85#5F-Gauge room | II | 2020-01-16 | 2021-01-15 | EC JZ | Closed | 2009-01-19 13:27 |  | RMB | 24500 |  | 南非量规
EC4126 |  | south african gauge | SANS164-3 AnnexC |  | SH Lab | 85#5F-Gauge room | II | 2020-01-16 | 2021-01-15 | EC JZ | Closed | 2009-01-19 13:27 |  | RMB | 24500 |  | 南非量规
EC4127 |  | south african gauge | SANS164-3 AnnexD |  | SH Lab | 85#5F-Gauge room | II | 2020-01-16 | 2021-01-15 | EC JZ | Closed | 2009-01-19 13:27 |  | RMB | 24500 |  | 南非量规
EC4128 |  | south african gauge | SANS164-3 AnnexF |  | SH Lab | 85#5F-Gauge room | II | 2020-01-16 | 2021-01-15 | EC JZ | Closed | 2009-01-19 13:26 |  | RMB | 24500 |  | 南非量规
EC4129 |  | south african gauge | SANS164-3 AnnexF2(a) |  | SH Lab | 85#5F-Gauge room | II | 2020-01-16 | 2021-01-15 | EC JZ | Closed | 2009-01-19 13:26 |  | RMB | 24500 |  | 南非量规
EC4130 |  | south african gauge | SANS164-3 AnnexF2(b) |  | SH Lab | 85#5F-Gauge room | II | 2020-01-16 | 2021-01-15 | EC JZ | Closed | 2009-01-19 13:25 |  | RMB | 24500 |  | 南非量规
EC4131 |  | Test Probe |  |  | SH Lab | 86#3F-Construction test lab (Ⅱ) | II | 2020-01-05 | 2021-01-04 | EC JZ | Closed | 2009-01-19 11:22 | Refer to EH1343 of hangzhou company. | RMB | 1200 |  | 试验指
EC4132 |  | ambient temperature barrel for test corner |  |  | QD | Qindao test lab | III | 2009-01-05 | — | ES LWF | Closed | 2009-02-25 10:09 |  | RMB | 150 |  | 环温测试小桶
EC4133 |  | Probe for measuring surface temperature |  |  | XM Lab | Xiamen test lab | II | 2020-01-28 | 2021-01-27 | EC JK | Closed | 2009-02-23 14:39 |  | RMB | 1800 |  | 测温试验指
EC4134 |  | Adjustable test panel for ceiling or wall lamps |  |  | XM Lab | Xiamen test lab | III | 2009-03-30 | — | ES LWF | Closed | 2009-04-07 14:49 | 按比例安排小铜片的分布(不规则), 布好热电偶 | RMB | 5200 |  | 可调式测试板
EC4135 |  | Top space |  |  | SH Lab | 86#3F-Heating & motor test lab | III | 2009-01-13 | — | ES JH | Closed | 2009-01-14 13:07 |  | RMB | 1000 |  | Top space
EC4136 |  | SHARP EDGE TESTER | SET-50 | 20080597 | SH Lab | 86#3F-Home appliance test lab | II | 2020-01-09 | 2021-01-08 | ES AW | Closed | 2009-01-09 15:11 |  | RMB | 3500 | 深圳市星科仪器有限公司 | 边缘测试仪
EC4137 |  | GU10cap；G5cap；G13cap Gauges | 7006-12--1 |  | SH Lab | 85#5F-ACCE & LUM test lab | I | 2019-01-25 | 2020-04-24 | JSMI | Calibrating | 2009-03-30 11:04 |  | RMB | 1680 |  | GU10cap；G5cap；G13cap 三套量规
EC4138 |  | GU10cap；G5cap；G13cap Gauges | 7006-45-4 |  | SH Lab | 85#5F-ACCE & LUM test lab | I | 2019-01-25 | 2020-04-24 | JSMI | Calibrating | 2009-03-30 11:03 |  | RMB | 1680 |  | GU10cap；G5cap；G13cap 三套量规
EC4139 |  | GU10cap；G5cap；G13cap Gauges | 7006-46-3 |  | SH Lab | 85#5F-ACCE & LUM test lab | I | 2019-01-25 | 2020-04-24 | JSMI | Calibrating | 2009-03-30 11:03 |  | RMB | 1680 |  | GU10cap；G5cap；G13cap 三套量规
EC4140 |  | GU10cap；G5cap；G13cap Gauges | 7006-46A-3 |  | SH Lab | 85#5F-ACCE & LUM test lab | I | 2019-01-25 | 2020-04-24 | JSMI | Calibrating | 2009-03-30 11:03 |  | RMB | 1680 |  | GU10cap；G5cap；G13cap 三套量规
EC4141 |  | GU10cap；G5cap；G13cap Gauges | 7006-44-4 |  | SH Lab | 85#5F-ACCE & LUM test lab | I | 2019-01-25 | 2020-04-24 | JSMI | Calibrating | 2009-03-30 11:03 |  | RMB | 1680 |  | GU10cap；G5cap；G13cap 三套量规
EC4142 |  | Vessel |  |  | SH Lab | 86#3F-Construction test lab (Ⅱ) | II | 2020-01-20 | 2021-01-19 | ES AW | Closed | 2009-01-20 15:44 | Diameter：300mm | RMB | 1950 |  | 容器
EC4143 |  | 50 millimeter test finger |  |  | SH Lab | 51#7F-LUM test lab | II | 2020-01-17 | 2021-01-16 | ES AW | Closed | 2009-03-06 11:04 |  | RMB | 800 |  | 直径50毫米球形测试指，IEC61032 Figure 1
EC4144 | 1 | Cylindrical weights |  |  | SH Lab | 86#3F-Home appliance test lab | II | 2020-02-10 | 2021-02-09 | EC JZ | Closed |  | material：stainless steel | RMB | 66 |  | 圆柱型砝码
EC4144 | 10 | Cylindrical weights |  |  | SH Lab | 86#3F-Home appliance test lab | II | 2020-02-10 | 2021-02-09 | EC JZ | Closed |  | material：stainless steel | RMB | 66 |  | 圆柱型砝码
EC4144 | 11 | Cylindrical weights |  |  | SH Lab | 86#3F-Home appliance test lab | II | 2020-02-10 | 2021-02-09 | EC JZ | Closed |  | material：stainless steel | RMB | 66 |  | 圆柱型砝码
EC4144 | 12 | Cylindrical weights |  |  | SH Lab | 86#4F-EMC Shielding room | II | 2020-02-10 | 2021-02-09 | EC JZ | Closed |  | material：stainless steel | RMB | 66 |  | 圆柱型砝码
EC4144 | 13 | Cylindrical weights |  |  | SH Lab | 86#3F-Home appliance test lab | II | 2020-02-10 | 2021-02-09 | EC JZ | Closed |  | material：stainless steel | RMB | 66 |  | 圆柱型砝码
EC4144 | 14 | Cylindrical weights |  |  | SH Lab | 86#3F-Home appliance test lab | II | 2020-02-10 | 2021-02-09 | EC JZ | Closed |  | material：stainless steel | RMB | 66 |  | 圆柱型砝码
EC4144 | 15 | Cylindrical weights |  |  | SH Lab | 86#3F-Home appliance test lab | II | 2020-02-10 | 2021-02-09 | EC JZ | Closed |  | material：stainless steel | RMB | 66 |  | 圆柱型砝码
EC4144 | 16 | Cylindrical weights |  |  | SH Lab | 86#3F-Home appliance test lab | II | 2020-02-10 | 2021-02-09 | EC JZ | Closed |  | material：stainless steel | RMB | 66 |  | 圆柱型砝码
EC4144 | 17 | Cylindrical weights |  |  | SH Lab | 86#3F-Home appliance test lab | II | 2020-02-10 | 2021-02-09 | EC JZ | Closed |  | material：stainless steel | RMB | 66 |  | 圆柱型砝码
EC4144 | 18 | Cylindrical weights |  |  | SH Lab | 86#3F-Home appliance test lab | II | 2020-02-10 | 2021-02-09 | EC JZ | Closed |  | material：stainless steel | RMB | 66 |  | 圆柱型砝码
EC4144 | 19 | Cylindrical weights |  |  | SH Lab | 86#3F-Home appliance test lab | II | 2020-02-10 | 2021-02-09 | EC JZ | Closed |  | material：stainless steel | RMB | 66 |  | 圆柱型砝码
EC4144 | 2 | Cylindrical weights |  |  | SH Lab | 86#3F-Home appliance test lab | II | 2020-02-10 | 2021-02-09 | EC JZ | Closed |  | material：stainless steel | RMB | 66 |  | 圆柱型砝码
EC4144 | 20 | Cylindrical weights |  |  | SH Lab | 86#3F-Home appliance test lab | II | 2020-02-10 | 2021-02-09 | EC JZ | Closed |  | material：stainless steel | RMB | 66 |  | 圆柱型砝码
EC4144 | 21 | Cylindrical weights |  |  | SH Lab | 86#3F-Home appliance test lab | II | 2020-02-10 | 2021-02-09 | EC JZ | Closed |  | material：stainless steel | RMB | 66 |  | 圆柱型砝码
EC4144 | 22 | Cylindrical weights |  |  | SH Lab | 86#3F-Home appliance test lab | II | 2020-02-10 | 2021-02-09 | EC JZ | Closed |  | material：stainless steel | RMB | 66 |  | 圆柱型砝码
EC4144 | 23 | Cylindrical weights |  |  | SH Lab | 86#3F-Home appliance test lab | II | 2020-02-10 | 2021-02-09 | EC JZ | Closed |  | material：stainless steel | RMB | 66 |  | 圆柱型砝码
EC4144 | 24 | Cylindrical weights |  |  | SH Lab | 86#3F-Home appliance test lab | II | 2020-02-10 | 2021-02-09 | EC JZ | Closed |  | material：stainless steel | RMB | 66 |  | 圆柱型砝码
EC4144 | 25 | Cylindrical weights |  |  | SH Lab | 86#3F-Home appliance test lab | II | 2020-02-10 | 2021-02-09 | EC JZ | Closed |  | material：stainless steel | RMB | 66 |  | 圆柱型砝码
EC4144 | 26 | Cylindrical weights |  |  | SH Lab | 86#3F-Home appliance test lab | II | 2020-02-10 | 2021-02-09 | EC JZ | Closed |  | material：stainless steel | RMB | 66 |  | 圆柱型砝码
EC4144 | 27 | Cylindrical weights |  |  | SH Lab | 86#3F-Home appliance test lab | II | 2020-02-10 | 2021-02-09 | EC JZ | Closed |  | material：stainless steel | RMB | 66 |  | 圆柱型砝码
EC4144 | 28 | Cylindrical weights |  |  | SH Lab | 86#3F-Home appliance test lab | II | 2020-02-10 | 2021-02-09 | EC JZ | Closed |  | material：stainless steel | RMB | 66 |  | 圆柱型砝码
EC4144 | 29 | Cylindrical weights |  |  | SH Lab | 86#3F-Home appliance test lab | II | 2020-02-10 | 2021-02-09 | EC JZ | Closed |  | material：stainless steel | RMB | 66 |  | 圆柱型砝码
EC4144 | 3 | Cylindrical weights |  |  | SH Lab | 86#3F-Home appliance test lab | II | 2020-02-10 | 2021-02-09 | EC JZ | Closed |  | material：stainless steel | RMB | 66 |  | 圆柱型砝码
EC4144 | 30 | Cylindrical weights |  |  | SH Lab | 86#3F-Home appliance test lab | II | 2020-02-10 | 2021-02-09 | EC JZ | Closed |  | material：stainless steel | RMB | 66 |  | 圆柱型砝码
EC4144 | 4 | Cylindrical weights |  |  | SH Lab | 86#3F-Home appliance test lab | II | 2020-02-10 | 2021-02-09 | EC JZ | Closed |  | material：stainless steel | RMB | 66 |  | 圆柱型砝码
EC4144 | 5 | Cylindrical weights |  |  | SH Lab | 86#3F-Home appliance test lab | II | 2020-02-10 | 2021-02-09 | EC JZ | Closed |  | material：stainless steel | RMB | 66 |  | 圆柱型砝码
EC4144 | 6 | Cylindrical weights |  |  | SH Lab | 86#3F-Home appliance test lab | II | 2020-02-10 | 2021-02-09 | EC JZ | Closed |  | material：stainless steel | RMB | 66 |  | 圆柱型砝码
EC4144 | 7 | Cylindrical weights |  |  | SH Lab | 86#3F-Home appliance test lab | II | 2020-02-10 | 2021-02-09 | EC JZ | Closed |  | material：stainless steel | RMB | 66 |  | 圆柱型砝码
EC4144 | 8 | Cylindrical weights |  |  | SH Lab | 86#3F-Home appliance test lab | II | 2020-02-10 | 2021-02-09 | EC JZ | Closed |  | material：stainless steel | RMB | 66 |  | 圆柱型砝码
EC4144 | 9 | Cylindrical weights |  |  | SH Lab | 86#3F-Home appliance test lab | II | 2020-02-10 | 2021-02-09 | EC JZ | Closed |  | material：stainless steel | RMB | 66 |  | 圆柱型砝码
EC4145 |  | moungting platform |  |  | SH Lab | Shibei PV lab | III | 2008-12-22 | — | ES LWF | Disposal | 2009-02-17 12:47 |  | RMB | 9000 |  | 安装平板
EC4146 |  | environment barrel |  |  | SH Lab | Shibei PV lab | III | 2009-02-06 | — | ES JH | Closed | 2009-02-06 17:27 |  | RMB | 150 | 帮帮德强小工业配件加工服务社 | 环境小桶
EC4147 |  | environment barrel |  |  | SH Lab | Shibei PV lab | III | 2009-02-06 | — | ES JH | Closed | 2009-02-06 17:27 |  | RMB | 150 | 帮帮德强小工业配件加工服务社 | 环境小桶
EC4148 | 1 | IEC 60884-1/A2 gauge |  |  | SH Lab | 85#5F-Gauge room | II | 2019-05-22 | 2020-05-21 | EC JZ | Closed | 2009-05-31 09:30 |  | RMB | 1600 |  | 量规
EC4148 | 2 | IEC 60884-1/A2 gauge |  |  | SH Lab | 85#5F-Gauge room | II | 2010-05-22 | — | ES LWF | Out of service | 2009-05-31 09:29 |  | RMB | 1600 |  | 量规
EC4149 |  | Probe for measuring surface temperature |  |  | XM Lab | Xiamen test lab | II | 2020-01-28 | 2021-01-27 | EC JK | Closed | 2009-02-23 14:38 |  | RMB | 1800 |  | 测温试验指
EC4150 |  | Probe for measuring surface temperature |  |  | XM Lab | Xiamen test lab | II | 2020-01-28 | 2021-01-27 | EC JK | Closed | 2009-02-23 14:35 |  | RMB | 1800 |  | 测温试验指
EC4151 |  | Variable Resistor | 100欧姆, 5A |  | QD | Qindao test lab | III | 2009-02-10 | — | ES JH | Closed | 2009-02-16 09:22 |  | RMB | 1570 | 上海胜新电器厂 | 滑线变阻器
EC4152 |  | Variable Resistor | 200欧姆, 4A |  | QD | Qindao test lab | III | 2009-02-10 | — | ES JH | Closed | 2009-02-16 09:24 |  | RMB | 1390 | 上海胜新电器厂 | 滑线变阻器
EC4153 |  | door frame |  |  | SH Lab |  |  |  | — |  | Disposal | 2009-02-10 09:14 |  | RMB | 500 |  | 门槛
EC4154 |  | door frame |  |  | SH Lab |  |  |  | — |  | Disposal | 2009-02-10 09:16 |  | RMB | 500 |  | 门槛
EC4155 |  | cement fall off estrade |  |  | SH Lab | 86#2F-2F Power distribution room | III | 2009-03-09 | — | ES LWF | Closed | 2009-03-19 13:09 |  | RMB | 1200 |  | 水泥跌落测试台
EC4155 | 1 | cement fall off estrade |  |  | SH Lab | 86#2F-2F Power distribution room | III | 2009-03-09 | — | ES LWF | Closed | 2009-03-19 13:10 |  | RMB | 1200 |  | 水泥跌落测试台
EC4156 |  | AC frequency converter | 61512 | 615120000075 | SH Lab | 86#2F-2F Power distribution room | I | 2019-04-15 | 2020-04-14 | SIMT | Closed | 2009-03-13 10:54 |  | USD | 44300 | 新汇电子有限公司 | 可编程电源
EC4157 |  | Tonometer |  | 801002 | CN FAC | 86#4F-Calibration room | I | 2019-07-15 | 2020-07-14 | SMMS | Closed | 2009-04-07 14:49 |  | RMB | 860 |  | 气压表
EC4158 |  | 角磨磨片爆裂测试装置 |  |  | SH Lab | 86#1F-Tools & machinery test lab | III | 2009-03-06 | — | ES LWF | Closed | 2009-04-02 15:32 |  | RMB | 16000 |  | 角磨磨片爆裂测试装置
EC4158 | 1 | Angle of slow burst test device | 转速测量 | 09JM001 | SH Lab | 86#1F-Tools & machinery test lab | I | 2019-02-22 | 2020-02-21 | STIEA | Calibrating | 2009-04-02 15:31 |  | RMB | 16000 |  | 角磨磨片爆裂测试装置
EC4159 | 1 | Weight |  |  | XM Lab | Xiamen test lab | II | 2019-06-16 | 2020-06-15 | EC JZ | Closed | 2009-03-03 13:07 | 厦门供应商提供 | RMB | 70 |  | 砝码
EC4159 | 2 | Weight |  |  | XM Lab | Xiamen test lab | II | 2019-06-16 | 2020-06-15 | EC JZ | Closed | 2009-03-03 13:06 | 厦门供应商提供 | RMB | 70 |  | 砝码
EC4160 |  | Temperature messuring and accessibility probe |  |  | SH Lab | 86#3F-Construction test lab (Ⅱ) | II | 2019-08-15 | 2020-08-14 | EC JZ | Closed | 2009-06-18 13:18 |  | RMB | 3000 |  | 表面温度测试棒
EC4161 |  | Leakage Current Filter |  |  | SH Lab | 86#4F-Multimedia test lab | I | 2012-03-16 | — | SIMT | Disposal | 2009-08-05 17:12 | 原来仅有一个网络盒, 在计量以及损坏维修时没有替代的网络. | RMB | 800 | its | 泄漏电流测试盒
EC4162 |  | Temperature and Humidity Recorder | ZJ1-2B | 807153 | SH Lab | 86#2F-Power supply test lab | I | 2016-02-19 | — | JSMI | Out of service | 2009-03-11 09:49 | 封存2017.8.29 | RMB | 1970 | 上海气象仪器厂有限公司 | 温湿度记录仪
EC4163 |  | Supply Cord Flexing Tester |  |  | SH Lab | 86#1F-General test lab | II | 2019-05-15 | 2020-05-14 | ES AW | Closed | 2009-06-11 13:48 | See enclosure | RMB | 7100 |  | 电源线弯折机
EC4163 | 1 | Supply Cord Flexing Tester-current meter | ZW1402T |  | SH Lab | 86#1F-General test lab | II | 2020-02-25 | 2021-02-24 | EC JK | Closed | 2009-06-11 13:43 | See enclosure | RMB | 7100 | 青智 | current meter
EC4163 | 10 | Supply Cord Flexing Tester | 110g |  | SH Lab | 86#1F-General test lab | II | 2019-05-15 | 2020-05-14 | ES AW | Closed | 2009-06-11 13:40 | See enclosure | RMB | 7100 |  | 砝码
EC4163 | 11 | clearance gauge | 厚度量规 |  | SH Lab | 86#3F-Home appliance test lab | II | 2019-05-15 | 2020-05-14 | ES AW | Closed | 2009-06-11 13:39 | See enclosure | RMB | 7100 |  | 厚度量规
EC4163 | 12 | clearance gauge | 厚度量规 |  | SH Lab | 86#3F-Home appliance test lab | II | 2019-05-15 | 2020-05-14 | ES AW | Closed | 2009-06-11 13:39 | See enclosure | RMB | 7100 |  | 厚度量规
EC4163 | 13 | clearance gauge | 厚度量规 |  | SH Lab | 86#3F-Home appliance test lab | II | 2019-05-15 | 2020-05-14 | ES AW | Closed | 2009-06-11 13:39 | See enclosure | RMB | 7100 |  | 厚度量规
EC4163 | 14 | clearance gauge | 厚度量规 |  | SH Lab | 86#3F-Home appliance test lab | II | 2019-05-15 | 2020-05-14 | ES AW | Closed | 2009-06-11 13:38 | See enclosure | RMB | 7100 |  | 厚度量规
EC4163 | 2 | Supply Cord Flexing Tester-current meter | ZW1402T |  | SH Lab | 86#1F-General test lab | II | 2020-02-25 | 2021-02-24 | EC JK | Closed | 2009-06-11 13:47 | See enclosure | RMB | 7100 | 青智 | current meter
EC4163 | 3 | Supply Cord Flexing Tester-current meter | ZW1402T |  | SH Lab | 86#1F-General test lab | II | 2020-02-25 | 2021-02-24 | EC JK | Closed | 2009-06-11 13:43 | See enclosure | RMB | 7100 | 青智 | current meter
EC4163 | 4 | Supply Cord Flexing Tester-voltage meter | ZW1402T |  | SH Lab | 86#1F-General test lab | II | 2020-02-25 | 2021-02-24 | EC JK | Closed | 2009-06-11 13:43 | See enclosure | RMB | 7100 | 青智 | voltage meter
EC4163 | 5 | Supply Cord Flexing Tester | 110g |  | SH Lab | 86#1F-General test lab | II | 2019-05-15 | 2020-05-14 | ES AW | Closed | 2009-06-11 13:40 | See enclosure | RMB | 7100 |  | 砝码
EC4163 | 6 | Supply Cord Flexing Tester | 110g |  | SH Lab | 86#1F-General test lab | II | 2019-05-15 | 2020-05-14 | ES AW | Closed | 2009-06-11 13:42 | See enclosure | RMB | 7100 |  | 砝码
EC4163 | 7 | Supply Cord Flexing Tester | 110g |  | SH Lab | 86#1F-General test lab | II | 2019-05-15 | 2020-05-14 | ES AW | Closed | 2009-06-11 13:41 | See enclosure | RMB | 7100 |  | 砝码
EC4163 | 8 | Supply Cord Flexing Tester | 110g |  | SH Lab | 86#1F-General test lab | II | 2019-05-15 | 2020-05-14 | ES AW | Closed | 2009-06-11 13:41 | See enclosure | RMB | 7100 |  | 砝码
EC4163 | 9 | Supply Cord Flexing Tester | 110g |  | SH Lab | 86#1F-General test lab | II | 2019-05-15 | 2020-05-14 | ES AW | Closed | 2009-06-11 13:41 | See enclosure | RMB | 7100 |  | 砝码
EC4164 |  | Supply Cord Test Apparatus |  |  | SH Lab | 86#3F-Home appliance test lab | II | 2019-05-15 | 2020-05-14 | ES AW | Closed | 2009-06-11 13:52 |  | RMB | 33000 |  | 电源线挤压试验机
EC4164 | 1 | pressure sensor | CHT-1B/BLR-SQA | 902809 | SH Lab | 86#3F-Home appliance test lab | I | 2019-04-04 | 2020-04-03 | SIMT | Closed | 2009-06-11 13:54 |  | RMB | 33000 | 湖南宇航科技实业有限公司 | 压力传感器
EC4164 | 2 | pressure sensor | CHT-1B/BLR-SQA | 902809 | SH Lab | 86#3F-Home appliance test lab | I | 2019-04-04 | 2020-04-03 | SIMT | Closed | 2009-06-11 13:53 |  | RMB | 33000 | 湖南宇航科技实业有限公司 | 压力传感器
EC4164 | 3 | pressure sensor | CHT-1B/BLR-SQA | 902809 | SH Lab | 86#3F-Home appliance test lab | I | 2019-04-04 | 2020-04-03 | SIMT | Closed | 2009-06-11 13:53 |  | RMB | 33000 | 湖南宇航科技实业有限公司 | 压力传感器
EC4165 |  | Supply Cord Test Apparatus |  |  | SH Lab | 86#3F-Home appliance test lab | II | 2019-05-15 | 2020-05-14 | ES AW | Closed | 2009-06-11 13:56 |  | RMB | 29000 |  | 电源线磨损试验机
EC4165 | 1 | Weight | 340 |  | SH Lab | 86#3F-Home appliance test lab | II | 2019-05-15 | 2020-05-14 | ES AW | Closed | 2009-06-11 13:55 |  | RMB | 29000 |  | 砝码
EC4165 | 2 | Weight | 340g |  | SH Lab | 86#3F-Home appliance test lab | II | 2019-05-15 | 2020-05-14 | ES AW | Closed | 2009-06-11 13:54 |  | RMB | 29000 |  | 砝码
EC4165 | 3 | Weight | 340g |  | SH Lab | 86#3F-Home appliance test lab | II | 2019-05-15 | 2020-05-14 | ES AW | Closed | 2009-06-11 13:56 |  | RMB | 29000 |  | 砝码
EC4165 | 4 | Weight | 340g |  | SH Lab | 86#3F-Home appliance test lab | II | 2019-05-15 | 2020-05-14 | ES AW | Closed | 2009-06-11 13:54 |  | RMB | 29000 |  | 砝码
EC4165 | 5 | Weight | 340g |  | SH Lab | 86#3F-Home appliance test lab | II | 2019-05-15 | 2020-05-14 | ES AW | Closed | 2009-06-11 13:54 |  | RMB | 29000 |  | 砝码
EC4166 | 1 | Gauge for E40 cap and E40 lampholder |  |  | SH Lab | 51#7F-LUM test lab | II | 2020-03-12 | 2021-03-11 | EC JZ | Closed | 2009-04-08 13:48 |  | RMB | 2900 |  | E40灯头和灯座量规各1套
EC4166 | 2 | Gauge for E40 cap and E40 lampholder |  |  | SH Lab | 51#7F-LUM test lab | II | 2020-03-12 | 2021-03-11 | EC JZ | Closed | 2009-04-08 13:48 |  | RMB | 2900 |  | E40灯头和灯座量规各1套
EC4166 | 3 | Gauge for E40 cap and E40 lampholder |  |  | SH Lab | 51#7F-LUM test lab | II | 2020-03-12 | 2021-03-11 | EC JZ | Closed | 2009-04-08 13:48 |  | RMB | 2900 |  | E40灯头和灯座量规各1套
EC4166 | 4 | Gauge for E40 cap and E40 lampholder |  |  | SH Lab | 51#7F-LUM test lab | II | 2020-03-12 | 2021-03-11 | EC JZ | Closed | 2009-04-08 13:47 |  | RMB | 2900 |  | E40灯头和灯座量规各1套
EC4166 | 5 | Gauge for E40 cap and E40 lampholder |  |  | SH Lab | 51#7F-LUM test lab | II | 2020-03-12 | 2021-03-11 | EC JZ | Closed | 2009-04-08 13:47 |  | RMB | 2900 |  | E40灯头和灯座量规各1套
EC4166 | 6 | Gauge for E40 cap and E40 lampholder |  |  | SH Lab | 51#7F-LUM test lab | II | 2020-03-12 | 2021-03-11 | EC JZ | Closed | 2009-04-08 13:46 |  | RMB | 2900 |  | E40灯头和灯座量规各1套
EC4166 | 7 | Gauge for E40 cap and E40 lampholder |  |  | SH Lab | 51#7F-LUM test lab | II | 2020-03-12 | 2021-03-11 | EC JZ | Closed | 2009-04-08 13:46 |  | RMB | 2900 |  | E40灯头和灯座量规各1套
EC4166 | 8 | Gauge for E40 cap and E40 lampholder |  |  | SH Lab | 85#5F-ACCE & LUM test lab | II | 2020-03-12 | 2021-03-11 | EC JZ | Closed | 2009-04-08 13:45 |  | RMB | 2900 |  | E40灯头和灯座量规各1套
EC4167 |  | Electronic load | PLZ-50F-70UA0-150U2 | NL002581 | SH Lab | 85#5F-ACCE & LUM test lab | I | 2019-06-25 | 2020-06-24 | JSMI | Closed | 2009-04-29 15:36 |  | RMB | 35000 | 菊水电子 | 电子负载
EC4168 |  | 5KVA power source | AFC-11005 |  | QD | Qindao test lab | III | 2014-05-19 | — | ES JH | Disposal | 2009-03-24 18:04 |  | RMB | 20000 | 艾普斯电源（苏州）有限公司 | 5KVA 变频电源
EC4169 |  | Digital power meter | wt210 | 91J129799 | SH Lab | 51#7F-LUM test lab | I | 2019-06-20 | 2020-06-19 | JSMI | Closed | 2009-04-16 13:18 | WTViewer Version 5.01 / Power Consumption Measuring Software 2.04 | RMB | 19500 | YOKOGAWA | 数字功率表
EC4170 |  | Ambient Temperature & Humidity recorder | ZJ1-2A | 807146 | SH Lab | 85#5F-ACCE & LUM test lab | I | 2016-04-22 | — | SQI | Out of service | 2009-04-20 10:38 |  | RMB | 1970 | 上海气象仪器厂有限公司 | 温湿度记录仪
EC4171 |  | Vernier Calipers | 0-200mm | 8110548 | SH Lab | 85#5F-ACCE & LUM test lab | I | 2019-04-04 | 2020-04-03 | JSMI | Closed | 2009-04-16 13:23 |  | RMB | 300 | 上海量具刃具厂 | 游标卡尺
EC4172 |  | Vernier Calipers | 0-200mm | 8110375 | SH Lab | 85#5F-ACCE & LUM test lab | I | 2018-07-18 | — | JSMI | Out of service | 2009-04-16 13:24 |  | RMB | 300 | 上海量具刃具厂 | 游标卡尺
EC4173 |  | special test corner |  |  | SH Lab | 86#3F-Heating & motor test lab | III | 2009-04-23 | — | ES LWF | Closed | 2009-05-18 15:59 |  | RMB | 1830 |  | 车载取暖器测试角
EC4174 |  | FIGURE B4 | AS4777 FIGUREB4 |  | SH Lab | 86#2F-Power supply test lab | III | 2009-03-26 | — | ES JH | Closed | 2009-04-03 13:33 |  | RMB | 400 | 天祥 | 谐振负载
EC4175 |  | Fidure B3 | AS4777 FIGUREB3 |  | SH Lab | 86#2F-Power supply test lab | III | 2009-03-26 | — | ES JH | Closed | 2009-04-03 13:34 |  | RMB | 400 | 天祥 | 整流负载
EC4176 |  | 汽油测功机 |  | 09WD004 | SH Lab | 86#1F-Garden tools test lab (Ⅰ) | III | 2009-03-06 | — | ES JH | Closed | 2009-04-02 14:06 |  | RMB | 62500 |  | 汽油测功机
EC4176 | 1 | Gasoline dynamometer | 智能显示器 |  | SH Lab | 86#1F-Garden tools test lab (Ⅰ) | I | 2016-03-04 | — | STIEA | Out of service | 2009-04-02 14:03 |  | RMB | 62500 |  | 汽油测功机
EC4176 | 2 | 汽油测功机(三维支架) |  |  | SH Lab | 86#1F-Tools & machinery test lab | III | 2009-03-06 | — | ES JH | Closed |  |  | RMB | 62500 |  | 汽油测功机(三维支架)
EC4176 | 3 | 汽油测功机(程控器) |  |  | SH Lab | 86#1F-Tools & machinery test lab | III | 2009-03-06 | — | ES JH | Closed |  |  | RMB | 62500 |  | 汽油测功机(程控器)
EC4176 | 4 | dynamometer durability test control equipment |  |  | Retailer | 51#7F-PPT test lab | I | 2015-12-02 | — | STIEA | Out of service | 2013-12-04 11:11 | 封存 2016.11.30 | RMB | 38400 |  | 测功机测试控制设备
EC4177 |  | 转动惯量测试设备 |  | 09GL001 | SH Lab | 86#1F-Garden tools test lab (Ⅰ) | I | 2019-04-18 | 2020-04-17 | STIEA | Closed | 2009-08-11 13:46 |  | RMB | 5000 |  | 转动惯量测试设备
EC4178 | 1 | Weight |  |  | XM Lab | Xiamen test lab | II | 2019-06-16 | 2020-06-15 | EC JZ | Closed | 2009-04-21 13:09 | 厦门供应商提供 | RMB | 70 |  | 砝码
EC4178 | 2 | Weight |  |  | XM Lab | Xiamen test lab | II | 2019-06-16 | 2020-06-15 | EC JZ | Closed | 2009-04-21 13:12 | 厦门供应商提供 | RMB | 70 |  | 砝码
EC4179 |  | High voltage tester | ZHZ8-1kVA-5kV | N00214 | SH Lab | 86#1F-General test lab | I | 2019-05-15 | 2020-05-14 | JSMI | Closed | 2009-04-29 15:42 |  | RMB | 3600 | 上海安表电子有限公司 | 耐压测试仪
EC4180 |  | pressure meter | Y-60B | 200903370 | QD | Qindao test lab | I | 2016-01-12 | — | GRGT | Out of service | 2009-05-04 10:18 | （封存）购买后，可增强竞争优势，提供本地化测试服务，如不买，会降低竞争优势，丢失客户 | RMB | 300 | 上海自动化仪表股份有限公司 | 压力表
EC4181 |  | Power meter | 8716c | 870903033 | SH Lab | 85#5F-ACCE & LUM test lab | II | 2019-05-04 | 2020-05-03 | EC JK | Closed | 2009-05-08 09:17 |  | RMB | 2300 | 青岛青智仪器有限公司 | 功率计
EC4182 |  | load cabinet | AC230V,20A*2 |  | SH Lab | 85#5F-ACCE & LUM test lab | III | 2009-04-20 | — | ES JH | Closed | 2009-04-20 11:21 |  | RMB | 9500 | 上海胜新电器厂 | 负载组
EC4183 |  | Pressure/Vacuum Transducer Module | PV350 | 97150100 | SH Lab | 86#2F-Performance test lab | I | 2015-04-21 | — | JSMI | Disposal | 2009-05-19 10:58 | TYPE:FLUKE PV350 | RMB | 3500 | FLUKE | 压力测试模块
EC4184 |  | sound level meter | AWA5661 | 40052 | QD | Qindao test lab | I | 2019-07-11 | 2020-07-10 | SIMT | Closed | 2009-05-18 11:19 | 5661B | RMB | 3600 | 杭州爱华仪器有限公司 | 声功率计
EC4185 |  | Stopwatch | J9-2II |  | XM Lab | Xiamen test lab | I | 2019-01-22 | 2020-01-21 | XRCTT | Calibrating | 2009-05-21 09:18 |  | RMB | 130 | 上海手表五厂 | 秒表
EC4186 | 1 | load | 主控制器 （遗失未找到） |  | SH Lab | 86#4F-EMC Shielding room | I | 2017-11-23 | — | JSMI | Stop to use | 2009-05-11 09:24 | 铝壳电阻12个，波纹电阻2个，电阻盒2个，继电器开关1个，保险丝2袋，电源线20根 | RMB | 666 | its自制 | 多路负载
EC4186 | 2 | load | 小功率负载 |  | SH Lab | 86#4F-EMC Shielding room | III | 2009-05-05 | — | ES JH | Closed | 2009-05-11 09:26 | 铝壳电阻12个，波纹电阻2个，电阻盒2个，继电器开关1个，保险丝2袋，电源线20根 | RMB | 666 |  | 多路负载
EC4186 | 3 | load | 大功率负载 |  | SH Lab | 86#4F-EMC Shielding room | III | 2009-05-05 | — | ES JH | Closed | 2009-05-11 09:26 | 铝壳电阻12个，波纹电阻2个，电阻盒2个，继电器开关1个，保险丝2袋，电源线20根 | RMB | 666 |  | 多路负载
EC4187 |  | Digital Milliohm Meter | 755611 | 91J419787 | SH Lab | 86#3F-Home appliance test lab | I | 2009-06-04 | — | SIMT | Out of service | 2009-06-18 16:09 |  | RMB | 31000 | YOKOGAWA | 数字式毫欧计
EC4188 |  | Variable transformer | 0 - 300V AC 10KVA |  | SH Lab | 85#5F-ACCE & LUM test lab | III | 2009-05-19 | — | ES JH | Closed | 2009-05-21 10:40 | N/A | RMB | 2830 | 上海桑科机电设备成套工程有限公司 | 调压器
EC4189 |  | variable transformer |  |  | QD | Qindao test lab | III | 2009-06-01 | — | ES JH | Closed | 2009-06-02 10:14 | 购买后，可提高竞争优势，提供本地化测试服务，如不买，会降低竞争优势，丢失客户 | RMB | 950 |  | 可调自耦变压器
EC4190 |  | isolating transformer |  |  | QD | Qindao test lab | III | 2009-06-01 | — | ES JH | Closed | 2009-06-02 10:17 | 购买后可提高竞争优势，提供本地化测试服务，如不买，会降低竞争优势，丢失客户 | RMB | 3000 |  | 可调隔离变压器
EC4191 |  | toughened glass |  |  | SH Lab | 86#4F-Multimedia test lab | III | 2009-05-19 | — | ES JH | Closed | 2009-05-19 15:43 |  | RMB | 280 |  | 钢化玻璃
EC4192 |  | Push-pull scale | 200N | 241633 | CN FAC | 86#4F-Calibration room | I | 2019-06-03 | 2020-06-02 | SIMT | Closed | 2009-05-21 09:11 |  | RMB | 1950 | IMADA | 推拉力计
EC4193 |  | Ball pendulum impact test equipment |  |  | SH ACCE | 85#5F-ACCE & LUM test lab | II | 2019-06-15 | 2020-06-14 | EC JZ | Closed | 2009-06-16 09:32 |  | RMB | 1920 |  | 钟摆冲击测试
EC4194 |  | Inspecting-box for leakage current of high voltage tester | 1k ohm |  | XM Lab | Xiamen test lab | III | 2009-05-27 | — | ES JH | Closed | 2009-05-26 11:30 | 电流值由串联的万用表来监控.注意使用连接的方便性. | RMB | 200 |  | 漏电流点检测试盒
EC4195 | 1 | gauge of BS 4573 fig1 | BS 4573量规 |  | SH Lab | 85#5F-Gauge room | II | 2019-06-05 | 2020-06-04 | EC JK | Closed | 2009-07-16 11:15 |  | RMB | 3400 | 帮帮德强小工业配件加工服务社 | BS 4573量规
EC4195 | 2 | gauge of BS 4573 fig2,fig3 |  |  | SH Lab | 85#5F-Gauge room | II | 2019-06-05 | 2020-06-04 | EC JK | Closed | 2009-07-16 11:17 |  | RMB | 1200 |  | BS 4573量规
EC4195 | 3 | gauge of BS 4573 fig2,fig3 |  |  | SH Lab | 85#5F-Gauge room | II | 2019-06-05 | 2020-06-04 | EC JK | Closed | 2009-07-16 11:18 |  | RMB | 1200 |  | BS 4573量规
EC4195 | 4 | gauge of BS 4573 fig4 |  |  | SH Lab | 85#5F-Gauge room | II | 2019-06-05 | 2020-06-04 | EC JK | Closed | 2009-07-16 11:19 |  | RMB | 800 |  | BS 4573量规
EC4195 | 5 | gauge of BS 4573 fig5 |  |  | SH Lab | 85#5F-Gauge room | II | 2019-06-05 | 2020-06-04 | EC JK | Closed | 2009-07-16 11:20 |  | RMB | 2400 |  | BS 4573量规
EC4195 | 6 | gauge of BS 4573 fig7 |  |  | SH Lab | 85#5F-Gauge room | II | 2019-06-05 | 2020-06-04 | EC JK | Closed | 2009-07-16 11:21 |  | RMB | 600 |  | BS 4573量规
EC4196 |  | shadow band |  |  | SH Lab |  | III | 2009-05-27 | — | ES JH | Acceptance check passed, waiting for PL acceptance | 2009-05-27 16:49 |  | RMB | 120420 | 帮帮德强 | 遮光带
EC4197 |  | flow sensor | LWGY-40 | 906042 | SH Lab | 86#1F-Water-proof test lab | I | 2019-10-18 | 2021-10-17 | SIMT | Closed | 2009-08-03 09:59 |  | RMB | 2500 | 天津市华水自动化仪表研究中心 | 流量传感器
EC4198 |  | Probe for impellers of portable appliances |  |  | XM Lab | Xiamen test lab | II | 2019-06-15 | 2020-06-14 | EC JZ | Closed | 2009-06-15 16:29 |  | RMB | 980 |  | 测试指(PA160B)
EC4199 |  | Probe (S2140A) |  |  | XM Lab | Xiamen test lab | II | 2019-06-15 | 2020-06-14 | EC JZ | Closed | 2009-06-15 16:30 |  | RMB | 780 |  | 测试指(S2140A)
EC4200 |  | Probe for film-coated wire |  |  | XM Lab | Xiamen test lab | II | 2019-06-15 | 2020-06-14 | EC JZ | Closed | 2009-06-15 16:31 |  | RMB | 680 |  | 测试指(PA140A)
EC4201 |  | Probe for moving parts and uninsulated live parts |  |  | XM Lab | Xiamen test lab | II | 2019-06-15 | 2020-06-14 | EC JZ | Closed | 2009-06-15 16:31 |  | RMB | 680 |  | 测试指(PA130A)
EC4202 |  | Thickness meter |  | 080005569-H | SH Lab | 51#7F-CM test lab | I | 2011-06-09 | — | SIMT | Disposal | 2009-07-14 10:53 | 2014.07.29 交马伟，做工具使用。 | RMB | 6200 |  | 涂层厚度表
EC4203 |  | Digital clock | 带日历，带倒计时 |  | SH Lab | 85#5F-Battery test lab | I | 2019-06-20 | 2020-06-19 | JSMI | Closed | 2009-06-30 09:33 | 电池申请CBTL扩充设备 | RMB | 50 |  | 数字显示式时钟
EC4204 |  | Human body test mass |  |  | SH Lab | 51#7F-CM test lab | III | 2009-06-19 | — |  | Closed | 2009-06-26 10:09 |  | RMB | 1000 |  | 人体模型
EC4205 |  | ccd camera | usb |  | SH Lab | Shibei PV lab | III | 2009-06-19 | — | ES JH | Closed | 2009-06-19 15:21 |  | RMB | 300 |  | 视频内窥镜
EC4206 |  | Antenna | CBL 6112D | 27625 | SH Lab | 86#6F-SAC-Semi anechoic chamber test lab | I | 2019-09-25 | 2021-03-24 | NIM | Closed | 2009-06-22 16:31 |  | EUR | 3700 | Teseq. GmbH | 天线
EC4207 |  | Pressure testing pump |  |  | QD | Qindao test lab | III | 2009-06-23 | — | ES JH | Closed | 2009-06-23 10:15 |  | RMB | 4600 |  | 水压测试泵
EC4208 |  | Mild Steel Bar |  |  | SH Lab | 86#2F-Construction test lab(Ⅰ) | III | 2009-06-24 | — | ES JH | Closed | 2009-06-29 16:40 |  | RMB | 250 |  | 钢块
EC4209 |  | Test rod |  |  | SH Lab | 86#3F-Home appliance test lab | II | 2019-06-29 | 2020-06-28 | EC JK | Closed | 2009-06-29 16:39 |  | RMB | 680 |  | 测试棒
EC4210 |  | C&L LOAD |  |  | SH Lab | 86#2F-Power supply test lab | III | 2009-06-30 | — | ES JH | Closed | 2009-07-01 15:33 |  | RMB | 69698.2 | 上海菱生电子仪器有限公司 | 电容电感负载柜
EC4211 |  | Test corner |  |  | SH Lab | 51#7F-PPT test lab | III | 2009-07-08 | — | ES LWF | Closed | 2009-08-26 14:27 | according to EC3160 | RMB | 1000 |  | 试验角
EC4212 |  | apparatus for impact test at low temperature |  |  | SH Lab | 85#5F-ACCE & LUM test lab | II | 2019-11-07 | 2020-11-06 | ES AW | Closed | 2009-12-15 10:34 | 原设备号. EC2143，需要维修并改进 | RMB | 6500 |  | 低温冲击设备
EC4213 |  | bending test device for low temperature |  |  | SH Lab | Shibei PV lab | III | 2009-11-07 | — | ES JH | Closed | 2009-12-11 11:04 |  | RMB | 5000 |  | 低温卷绕装置
EC4214 | 1 | reference cell |  | 0907-1# | SH Lab | Qindao test lab | I | 2011-06-17 | — | SIMT | Out of service | 2009-07-20 11:21 |  | RMB | 30000 | 中国计量科学研究院 | 参考电池
EC4214 | 2 | reference cell |  | 0907-2# | SH Lab | Qindao test lab | I | 2010-12-17 | — | SIMT | Out of service | 2009-07-20 11:21 |  | RMB | 30000 | 中国计量科学研究院 | 参考电池
EC4215 |  | CCD camera | na |  | SH Lab | 86#2F-TCO test lab | III | 2009-08-10 | — | ES JH | Closed | 2009-08-17 11:07 |  | RMB | 68000 | 上海伟漫软件技术有限公司 | CCD 摄像头测量系统以及软件
EC4216 |  | temperature -humidity test | SETH-Z-102L | 8063091021 | SH Lab | 86#2F-Power supply test lab | II | 2020-02-14 | 2021-05-13 | EC JZ | Closed | 2009-09-03 16:48 |  | RMB | 100000 | 上海爱斯佩克环境设备有限公司 | 潮态测试箱
EC4217 |  | Cord Anchorage Torque Device |  |  | XM Lab | Xiamen test lab | II | 2019-06-16 | 2020-06-15 | EC JZ | Closed | 2009-08-14 14:50 | 找国内供应商制做,降低成本. | RMB | 6200 | 上海强坤机械制造有限公司 | 电缆扭力器
EC4218 |  | Measuring network, weighted for high frequency protective conductor currents |  |  | XM Lab | Xiamen test lab | II | 2019-08-05 | 2020-08-04 | ES AW | Closed | 2009-08-14 14:57 |  | RMB | 200 | 自制 | 高频保护导体电流测试盒
EC4219 |  | High Voltage Differential Probe | P5210 | B016107 | XM Lab | Xiamen test lab | III | 2009-08-16 | — | ES JH | Closed | 2009-08-14 14:41 |  | RMB | 19800 | TEKTRONIX | 高压差分探头
EC4220 |  | monitor/television receiver: Colour generator | AS5377-1 | AJ013 | XM Lab | Xiamen test lab | I | 2015-07-21 | — | SQI | Disposal | 2009-12-29 10:07 |  | RMB | 17510 | 上海爱仪电子设备有限公司 | 彩条信号发生器
EC4221 |  | Electronic tachometer | RM-1000 | 9060133 | SH Lab | 51#7F-PPT test lab | I | 2019-09-06 | 2020-09-05 | JSMI | Closed | 2009-08-20 15:16 | Manufacturer:TES(泰仕) | RMB | 800 | TES泰仕 | 光电转速计
EC4222 |  | Noise tester | 945 | 99480011 | SH Lab | 86#2F-Performance test lab | I | 2009-08-18 | — | SIMT | Out of service | 2009-08-27 15:52 | Manufacturer:Fluke | RMB | 1300 | FLUKE | 噪音计
EC4223 |  | Switch box for leakage current filter |  |  | SH Lab | 51#7F-PPT test lab | III | 2009-08-24 | — | ES JH | Closed | 2009-08-25 11:02 |  | RMB | 500 | its自制 | 泄漏电流用开关盒
EC4224 |  | Thermometer | 54II | 99650039 | SH Lab | 51#7F-PPT test lab | II | 2019-09-06 | 2020-09-05 | ES AW | Closed | 2009-09-15 14:00 | 双通道 500点数据记录 | RMB | 3595 | FLUKE | 点温计
EC4225 |  | Digital Multimeter | F287 | 99440154 | SH Lab | 51#7F-PPT test lab | II | 2019-09-07 | 2020-09-06 | EC JZ | Closed | 2009-09-07 15:19 | FLUKE | RMB | 3850 | FLUKE | 数字万用表
EC4226 |  | DC power source | 62010P | 62010PE00247 | SH Lab | 86#4F-Multimedia test lab | I | 2019-11-15 | 2020-11-14 | JSMI | Closed | 2009-08-31 16:13 |  | USD | 2800 | Chroma | 直流电源
EC4227 |  | Pressure meter |  |  | SH Lab | 86#3F-Home appliance test lab | I | 2019-08-21 | 2020-08-20 | JSMI | Closed | 2009-09-21 09:53 | Attention to interface with the current line size | RMB | 480 |  | 压力表
EC4228 |  | AC Hi-Pot tester | ZHZ8-1KVA-5KV | N00358 | SH Lab | 51#7F-PPT test lab | I | 2016-08-02 | — | JSMI | Out of service | 2009-09-16 15:18 | 封存； | RMB | 3600 | 上海安表电子有限公司 | 交流耐压仪
EC4229 |  | Digital caliper |  | 308100345 | SH Lab | 85#5F-ACCE & LUM test lab | I | 2019-04-04 | — | JSMI | Disposal | 2007-04-26 |  | RMB | 300 | 上海量具刃具厂 | 游标卡尺
EC4230 |  | Fixture for Thermocouple |  |  | SH Lab | 51#7F-PPT test lab | III | 2009-09-03 | — | ES JH | Closed | 2009-09-10 14:38 |  | RMB | 600 | 帮帮德强小工业配件加工服务社 | 热电偶支架
EC4231 |  | Push-pull scale | FB-200N | 208662 | SH Lab | 51#7F-PPT test lab | I | 2019-09-04 | 2020-09-03 | JSMI | Closed | 2009-09-03 13:35 | IMADA | RMB | 1700 | IMADA | 推拉力计
EC4232 |  | Milliohm meter | 3541 | 90325633 | SH Lab | 86#2F-Power supply test lab | I | 2019-10-08 | 2020-10-07 | JSMI | Closed | 2009-09-25 10:57 |  | RMB | 17200 | HIOKI日置 | 毫欧计
EC4233 |  | Data Acquisition/Switch Unit | 34970A | MY44047642 | SH ACCE | 85#5F-ACCE & LUM test lab | II | 2019-09-07 | 2020-09-06 | ES AW | Closed | 2009-09-07 15:23 | Agilent BenchLink Data Logger 3版本4.2.00 | RMB | 22600 | agilent | 数据采集仪
EC4233 | 1 | Data Acquisition/Switch Unit | 34901A | MY41106145 | SH Lab | 85#5F-ACCE & LUM test lab | III | 2009-09-07 | — | ES JH | Closed | 2009-09-07 15:24 |  | RMB | 22600 | agilent | 数据采集仪
EC4233 | 2 | Data Acquisition/Switch Unit | 34901A | MY41104396 | SH Lab | 86#2F-Power supply test lab | III | 2009-09-07 | — | ES JH | Closed | 2009-09-07 15:24 |  | RMB | 22600 | agilent | 数据采集仪
EC4234 |  | Data Acquisition/Switch Unit | 34970A | MY44047641 | SH Lab | 51#7F-PPT test lab | II | 2019-09-15 | 2020-09-14 | ES AW | Closed | 2009-09-15 13:59 | Agilent BenchLink Data Logger 3版本4.2.00 | RMB | 13000 | agilent | 数据采集仪
EC4235 |  | Temperature and Humidity Recorder | ZJ1-2A | 807079 | QD | Qindao test lab | I | 2015-03-04 | — | SIMT | Out of service | 2009-09-21 09:49 | 封存 | RMB | 1970 | 上海气象仪器厂有限公司 | 温湿度记录仪
EC4236 |  | Test Probe |  |  | SH Lab | 51#7F-PPT test lab | II | 2019-10-08 | 2020-10-07 | EC JK | Closed | 2009-10-10 09:49 |  | RMB | 800 |  | 试验棒
EC4237 |  | Testing Box for Rectifying Effect | its自制 |  | XM Lab | Xiamen test lab | III | 2009-09-15 | — | ES JH | Closed | 2009-09-23 09:57 | 厦门提供6个RGP 30M二极管 | RMB | 800 | its自制 | 整流效应测试盒
EC4238 |  | Leakage Current Testing Network-Humidity test |  |  | QD | Qindao test lab | I | 2018-02-07 | — | GRGT | Disposal | 2009-09-25 13:52 | 购买后, 可增强本地化服务的能力, 提高竞争力, 如不买, 会降低竞争优势, 丢失客户 | RMB | 800 | its自制 | 潮态泄漏电流测试网络
EC4239 |  | steel plate with coating of rubber |  |  | SH Lab | 85#5F-ACCE & LUM test lab | III | 2009-09-21 | — | ES JH | Closed | 2009-09-21 14:25 |  | RMB | 1700 |  | 跌落钢板
EC4240 |  | Leakage Current Filter | fig.4 |  | SH Lab | 51#7F-PPT test lab | I | 2019-06-18 | 2020-06-17 | SIMT | Closed | 2010-03-02 13:57 |  | RMB | 500 | its自制 | 泄漏电流测试盒
EC4241 | 1 | SURGE GENERATOR | 定制 |  | SH Lab | 86#2F-Power supply test lab | I | 2012-09-23 | — | SIMT | Out of service | 2009-10-30 14:42 | 组里申请封存,组里自行保管 | RMB | 76000 | 上海伊缇尔电气有限公司 | 浪涌发生器
EC4241 | 2 | SURGE GENERATOR | 定制 |  | SH Lab | 86#2F-Power supply test lab | I | 2012-10-29 | — | SIMT | Out of service | 2009-10-30 14:42 | 组里申请封存,组里自行保管 | RMB | 76000 | 上海伊缇尔电气有限公司 | 浪涌发生器
EC4241 | 3 | isolated net | 隔离匹配网络 |  | SH Lab | 86#2F-Power supply test lab | III | 2009-10-29 | — | ES JH | Closed | 2009-10-30 14:42 |  | RMB | 76000 | 上海伊缇尔电气有限公司 | 隔离匹配网络
EC4241 | 4 | SURGE GENERATOR | 0.5J |  | SH Lab | 86#2F-Power supply test lab | I | 2009-11-02 | — | SIMT | Disposal |  | 无此设备，编号多余 | RMB | 76000 | 上海冠图防雷 | 0.5J浪涌发生器
EC4242 |  | DC－source | 定制 |  | SH Lab | 85#5F-Battery test lab | III | 2009-10-13 | — | ES JH | Closed | 2009-10-13 15:37 | 用于CBTL评审需要的设备 | RMB | 31500 | 上海点品电子有限公司 | 多路输出直流电源
EC4243 | 1 | ARI Chiller Witness Test Equipment System |  |  | SH Lab | 86#3F-Cooking & HVAC test lab | III | 2009-10-13 | — | ES JH | Closed | 2009-10-29 14:34 | This is U.S.A the ARI new test request and new contract requirement. | RMB | 40968 | 定制 | 冷却装置目击测试设备系统
EC4243 | 2 | GE Druck | PMP4170 | 3007369 | SH Lab | 86#3F-Construction test lab (Ⅱ) | I | 2011-01-04 | — | SIMT | Disposal | 2009-12-07 11:01 | This is U.S.A ARI New test request and new contract requirement | RMB | 8685 | GE Druck | GE压力测量装置
EC4243 | 3 | GE Druck | PMP4170 | 3007377 | SH Lab | 86#3F-Construction test lab (Ⅱ) | I | 2014-01-15 | — | SIMT | Disposal | 2009-12-07 11:01 | This is U.S.A ARI New test request and new contract requirement | RMB | 8685 | GE Druck | GE压力测量装置
EC4243 | 4 | GE Druck-1 | PMP4070 | 3004396 | SH Lab | 86#3F-Construction test lab (Ⅱ) | I | 2015-01-16 | — | SIMT | Out of service | 2009-12-07 11:01 | 封存； | RMB | 10788 | GE Druck | GE压力测量装置组件
EC4243 | 5 | GE Druck-1 | PMP4070 | 3004397 | SH Lab | 86#3F-Construction test lab (Ⅱ) | I | 2015-01-16 | — | SIMT | Out of service | 2009-12-07 11:02 | 封存； | RMB | 10788 | GE Druck | GE压力测量装置组件
EC4243 | 6 | ARI Chiller Witness Test Equipment System | KUSB-3108 | 1202007 | SH Lab | 86#3F-Construction test lab (Ⅱ) | III | 2009-10-29 | — | ES JH | Closed | 2009-12-07 11:01 | 采集卡 | RMB | 40968 | KEITHLEY | 冷却装置目击测试设备系统－采集卡
EC4243 | 7 | ARI Chiller Witness Test Equipment System | GPIB/ENET-100 |  | SH Lab | 86#3F-Construction test lab (Ⅱ) | III | 2009-10-29 | — | ES JH | Closed | 2009-12-07 11:02 | GPIB WAN 转换卡 | RMB | 40968 | NI | 冷却装置目击测试设备系统-GBIP卡
EC4243 | 8 | ARI Chiller Witness Test Equipment System | 4203 |  | SH Lab | 86#3F-Construction test lab (Ⅱ) | III | 2009-10-29 | — | ES JH | Closed | 2009-12-07 11:02 | This is U.S.A the ARI new test request and new contract requirement. | RMB | 40968 | sealevel | 冷却装置目击测试设备系统－RS232转换卡
EC4244 |  | oxygen analyser | GNL-3000 | 909191876 | SH Lab | 51#7F-CM test lab | I | 2019-11-07 | 2020-11-06 | JSMI | Closed | 2009-10-23 10:59 |  | RMB | 21000 | 上海昶艾电子科技有限公司 | 氧浓度分析仪
EC4245 |  | Spring Hammer |  |  | SH Lab | 51#7F-PPT test lab | II | 2020-01-08 | 2020-04-07 | EC JK | Closed | 2009-12-30 15:33 |  | RMB | 1800 |  | 冲击锤
EC4246 |  | Spring Hammer |  |  | SH Lab | 51#7F-PPT test lab | II | 2020-01-08 | 2020-04-07 | EC JK | Closed | 2009-12-30 15:34 |  | RMB | 1800 |  | 冲击锤
EC4247 |  | Spring hammer |  |  | SH Lab | 51#7F-PPT test lab | II | 2020-01-08 | 2020-04-07 | EC JK | Closed | 2009-12-30 15:35 |  | RMB | 1800 |  | 冲击锤
EC4248 |  | Spring Hammer |  |  | SH Lab | 51#7F-PPT test lab | II | 2020-01-08 | 2020-04-07 | EC JK | Closed | 2009-12-30 15:36 |  | RMB | 1800 |  | 冲击锤
EC4249 |  | standard test corner |  |  | QD | Qindao test lab | III | 2009-12-10 | — | ES LWF | Closed | 2009-12-10 10:52 | 购买后可提高竞争优势，提供本地化测试服务，如不买，会降低竞争优势，丢失客户 | RMB | 7100 |  | 标准测试角
EC4250 |  | Chroma meter | cs-100a | 34925009 | SH Lab | 51#7F-LUM test lab | I | 2019-04-12 | 2020-04-11 | NIM | Closed | 2009-12-07 15:46 |  | RMB | 48000 | 柯尼卡美能达 | 色彩亮度计
EC4251 | 1 | Residual current device | NL1-63 |  | SH Lab | 86#3F-Construction test lab (Ⅱ) | II | 2019-05-06 | 2020-05-05 | ES AW | Closed | 2009-10-27 14:17 |  | RMB | 100 | CHINT正泰 | 剩余漏电保护器
EC4251 | 2 | Residual current device | NL1-63 |  | SH Lab | 86#3F-Construction test lab (Ⅱ) | II | 2019-05-06 | 2020-05-05 | ES AW | Closed | 2009-10-27 14:17 |  | RMB | 100 | CHINT正泰 | 剩余漏电保护器
EC4251 | 3 | Residual current device | NL1-63 |  | SH Lab | 86#3F-Construction test lab (Ⅱ) | II | 2019-05-06 | 2020-05-05 | ES AW | Closed | 2009-10-27 14:17 |  | RMB | 100 | CHINT正泰 | 剩余漏电保护器
EC4252 |  | Data Acquisition/Switch Unit | 34970A | MY 44048248 | AV | 86#4F-Multimedia test lab | II | 2019-11-04 | 2020-11-03 | ES AW | Closed | 2018-11-07 15:19 |  |  | 12000 | Agilent | 数据采集仪
EC4252 | 1 | Module for data acquisition/switch unit | 34901A | MY41106764 | SH Lab | 51#7F-CM test lab | III | 2009-10-29 | — | ES JH | Closed | 2009-11-10 13:29 |  | RMB | 4300 | Agilent | 模块
EC4252 | 2 | Module for data acquisition/switch unit | 34901A | MY41106763 | SH Lab | 51#7F-CM test lab | III | 2009-10-29 | — | ES JH | Closed | 2009-11-10 13:29 |  | RMB | 4300 | Agilent | 模块
EC4252 | 3 | Module for data acquisition/switch unit | 34901A | MY41106755 | SH Lab | 51#7F-CM test lab | III | 2009-10-29 | — | ES JH | Closed | 2009-11-10 13:29 |  | RMB | 4300 | Agilent | 模块
EC4253 | 2 | ARI Chiller Witness Test Equipment System |  |  | SH Lab | [5 empty] | Equipment arrived, waiting for acceptance check |  | This is U.S.A the ARI new test request and new contract requirement. | RMB | 40968 |  | 冷却装置目击测试设备系统
EC4254 |  | air flow meter | QZL-5A | 9080520 | SH Lab | 51#7F-CM test lab | I | 2009-12-02 | — | SIMT | Disposal | 2009-12-07 10:52 |  | RMB | 4450 | 丹东东华测控有限公司 | 气体流量计
EC4255 | 1 | Specturometer | PMS-700 | 806002 | SH Lab | 85#5F-ACCE & LUM test lab | III | 2009-09-11 | — | ZMT | Closed | 2009-12-14 11:13 | 主机 | RMB | 97780 | 杭州远方光电信息有限公司 | 紫外泄漏测试系统－光谱仪
EC4255 | 2 | Specturometer-quartz optical fiber | 1.2m |  | SH Lab | 85#5F-ACCE & LUM test lab | III | 2009-12-04 | — |  | Closed | 2009-12-14 11:14 | 紫外泄漏测试系统－石英光纤 | RMB | 97780 | 杭州远方光电信息有限公司 | 紫外泄漏测试系统－石英光纤
EC4255 | 3 | Specturometer-integrating sphere | r＝80mm |  | SH Lab | 85#5F-ACCE & LUM test lab | III | 2009-12-04 | — |  | Closed | 2009-12-14 11:14 | 积分球 | RMB | 97780 | 杭州远方光电信息有限公司 | 紫外泄漏测试系统－积分球
EC4255 | 4 | Specturometer-standard lamp | D204BH | 806005 | SH Lab | 85#5F-ACCE & LUM test lab | I | 2019-04-22 | 2021-04-21 | NIM | Closed | 2009-12-14 11:14 | 使用寿命50小时 | RMB | 97780 | 杭州远方光电信息有限公司 | 紫外泄漏测试系统－标准灯
EC4255 | 5 | Specturometer-power | WY305 | 908049 | SH Lab | 85#5F-ACCE & LUM test lab | I | 2019-10-14 | 2020-10-13 | JSMI | Closed | 2009-12-14 11:14 |  | RMB | 97780 | 杭州远方光电信息有限公司 | 紫外泄漏测试系统－数显电源
EC4255 | 6 | Specturometer-white board |  |  | SH Lab | 85#5F-ACCE & LUM test lab | I | 2019-09-25 | 2020-09-24 | JSMI | Closed |  | 白板 | RMB | 97780 | 杭州远方光电信息有限公司 | 紫外泄漏测试系统－白板
EC4255 | 7 | Specturometer-black board | PMS-700 | 806002 | SH Lab | 85#5F-ACCE & LUM test lab | II | 2019-08-26 | 2020-08-25 | ES AW | Closed |  | 黑板 | RMB | 97780 | 杭州远方光电信息有限公司 | 紫外泄漏测试系统－黑板
EC4256 |  | Ambient Temperature Barrel for Test Corner |  |  | QD | Qindao test lab | III | 2009-11-02 | — | ES JH | Closed | 2009-11-23 11:27 | 购买后,增强本地化服务水平,提高竞争力, 如不买, 会降低竞争力, 丢失客户 | RMB | 150 | 帮帮德强小工业配件加工服务社 | 环温测试桶
EC4257 |  | Tesst corner |  |  | SH Lab | 86#3F-Cooking & HVAC test lab | III | 2009-11-12 | — | ES JH | Closed | 2009-12-17 09:35 | 请先确定详细图纸，再加工。 | RMB | 2250 |  | 测试角
EC4257 | 1 | Tesst corner |  |  | SH Lab | 86#3F-Cooking & HVAC test lab | III | 2009-11-12 | — | ES JH | Closed | 2009-12-17 09:34 | 请先确定详细图纸，再加工。 | RMB | 2250 |  | 测试角
EC4258 |  | test probe |  |  | QD | Qindao test lab | II | 2019-08-08 | 2020-08-07 | EC JZ | Closed | 2009-12-09 13:37 |  | RMB | 600 |  | 测试针
EC4259 |  | Weight | 6.080kg |  | XM Lab | Xiamen test lab | III | 2015-06-16 | — | ES LLS | Closed | 2009-11-10 17:04 | 厦门制做 | RMB | 250 | 厦门市集美区方元普通机械加工厂 | 砝码
EC4260 |  | Pressure/Vacuum Transducer Module | PV350 | 97150112 | SH Lab | 51#7F-CM test lab | I | 2017-03-15 | — | JSMI | Disposal | 2009-12-07 10:51 |  | RMB | 3450 | FLUKE | 压力测试模块
EC4261 |  | Electronic inclinometer | EN17 |  | SH Lab | 86#3F-Construction test lab (Ⅱ) | I | 2019-10-31 | 2020-10-30 | JSMI | Closed | 2009-12-07 11:00 |  | RMB | 1990.76 | FISCO | 倾斜计 角度仪
EC4262 |  | 热电偶支架 |  |  | SH Lab | 51#7F-CM test lab | III | 2009-11-25 | — | ES JH | Closed | 2009-12-07 10:50 | 配给原先购买的安捷伦采集仪 | RMB | 600 |  | thermal coupler shelf
EC4263 |  | 热电偶支架 |  |  | SH Lab | 51#7F-CM test lab | III | 2009-11-25 | — | ES JH | Closed | 2009-12-07 10:49 | 配给原先购买的安捷伦采集仪 | RMB | 600 |  | thermal coupler shelf
EC4264 |  | 热电偶支架 |  |  | SH Lab | 51#7F-CM test lab | III | 2009-11-25 | — | ES JH | Closed | 2009-12-07 10:49 | 配给原先购买的安捷伦采集仪 | RMB | 600 |  | thermal coupler shelf
EC4265 |  | High-temperature differential pressure anemometer | H2134P.0 | 8002532 | SH Lab | 51#7F-PPT test lab | I | 2018-11-03 | — | SIMT | Disposal | 2009-12-29 14:07 | Manufacturer:意大利德尔特（DELTA OHM) | RMB | 6200 | DELTA OHM | 高温压差式风速计
EC4266 |  | Digital scale | AUY220 | D449811329 | SH Lab | 86#4F-Calibration room | I | 2019-04-03 | 2020-04-02 | JSMI | Closed |  | 原EH1450 | RMB | 7425 | 岛津制作所 | 电子天平
EC4267 |  | AC power source | AFC-31015T | F309080069 | SH Lab | 51#7F-CM test lab | III | 2009-12-04 | — | ES JH | Closed | 2009-12-02 12:33 |  | RMB | 46000 | 艾普斯 | 交流变频电源
EC4268 |  | Shadow band |  |  | SH Lab | Shibei PV lab | III | 2009-12-03 | — | ES LWF | Closed | 2009-12-30 12:12 |  | RMB | 3500 |  | 遮光带
EC4269 |  | splash apparatus Fig 101 |  |  | QD | Qindao test lab | II | 2019-08-08 | 2020-08-07 | ES AW | Closed | 2009-12-11 09:49 | 购买户可增加本地化测试能力, 提高竞争力, 如不买, 会降低竞争力, 丢失客户 | RMB | 1800 |  | 饮料机溅水测试装置
EC4270 |  | supporting for socket of thermal couple |  |  | QD | Qindao test lab | III | 2009-12-03 | — | ES JH | Closed | 2009-12-11 09:48 | 增强本地化测试能力,提高竞争力, 如不买, 会降低竞争力, 丢失客户 | RMB | 800 |  | 80路热电偶插座支架
EC4271 |  | supporting for socket of thermal couple |  |  | QD | Qindao test lab | III | 2009-12-03 | — | ES JH | Closed | 2009-12-11 09:45 | 增强本地化测试能力,提高竞争力, 如不买, 会降低竞争力, 丢失客户 | RMB | 600 |  | 20路热电偶插座支架
EC4272 |  | PR655 SL-1x accessory | SL-1X | 65084302 | SH Lab | 86#2F-TCO test lab | III | 2009-12-02 | — | ES JH | Closed | 2009-12-14 09:49 |  | USD | 3350 | Photo research | PR655 SL-1x 附件
EC4273 |  | Digital scale | AWH-15KG | S09201284 | SH Lab | 86#2F-Garden tools test lab (Ⅱ) | I | 2019-11-14 | 2020-11-13 | JSMI | Closed | 2009-12-28 14:08 |  | RMB | 1500 | 上海英展机电企业有限公司 | 电子秤
EC4274 |  | transformer |  |  | SH Lab | 85#5F-ACCE & LUM test lab | III | 2009-12-10 | — | ES JH | Closed | 2009-12-14 11:05 |  | RMB | 980 | 上海桑科机电设备成套工程有限公司 | 调压器
EC4275 |  | insulation transformer |  |  | SH Lab | 51#7F-CM test lab | III | 2009-12-14 | — | ES JH | Closed | 2009-12-14 13:33 |  | RMB | 10900 | 上海桑科机电设备成套工程有限公司 | 调压隔离变压器
EC4276 |  | CCD camera and relevants |  |  | SH Lab | 85#5F-ACCE & LUM test lab | III | 2009-12-14 | — | ES JH | Disposal | 2009-12-14 11:04 |  | RMB | 100000 |  | CCD探头及附件
EC4277 |  | Digital power meter | WT210 760401-H | 91JB18568 | SH Lab | 51#7F-CM test lab | I | 2017-12-22 | — | JSMI | Out of service | 2009-12-14 13:34 | WTViewer Version 5.01 | RMB | 11950 | YOKOGAWA | 数字功率表
EC4278 |  | Infrared thermometer | LS | 812 0039 | SH Lab | 86#3F-Home appliance test lab | I | 2019-03-12 | 2020-03-11 | SIMT | Calibrating | 2009-12-14 16:27 |  | RMB | 6500 | optris 欧普士 | 红外线测温仪
EC4279 |  | household appliance durability test facility and relevant accessories |  |  | SH Lab | 51#7F-PPT test lab | III | 2013-05-27 | — | ES LWF | Closed | 2009-12-15 10:32 | Durability functions can be executed for ON/OFF and basic action by PLC and relevant automatic control facility. The facility can cover the basic durability test for toaster/oven/ kettle/coffee maker/iron/ blender or relevant appliance. | RMB | 192000 |  | 小家电寿命实验架及相关设备
EC4280 |  | Digital Caliper | 0-200mm | 430973476 | SH Lab | 85#5F-ACCE & LUM test lab | I | 2019-01-09 | 2020-04-08 | JSMI | Calibrating | 2009-12-22 13:32 |  | RMB | 600 | 上海量具刃具厂 | 电子数显卡尺
EC4281 |  | Digital Caliper | 0-200mm | 208113152 | SH Lab | 85#5F-ACCE & LUM test lab | I | 2016-10-25 | — | MFG | Disposal | 2009-12-22 13:31 |  | RMB | 600 | 上海量具刃具厂 | 电子数显卡尺
EC4282 |  | Infrared Thermal Imager | Ti10 | 9100104 | SH Lab | 85#5F-ACCE & LUM test lab | I | 2019-01-03 | 2020-01-02 | SIMT | Calibrating | 2009-12-25 13:51 |  | RMB | 41100 | FLUKE | 热成像仪
EC4283 |  | portable data acquisition | GL800 |  | SH Lab | 86#2F-Power supply test lab | II | 2019-10-20 | 2020-10-19 | EC JZ | Closed | 2009-12-29 14:12 |  | RMB | 20900 | graphtec | 便携式数据采集仪
EC4284 |  | differencial high voltage probe | P5210 |  | SH Lab | 85#5F-ACCE & LUM test lab | I | 2011-03-10 | — | SIMT | Disposal | 2009-12-29 09:59 |  | RMB | 19500 | TEKTRONIX | 高压差分探头
EC4285 |  | TPA to BNC | TPA to BNC |  | SH Lab | 85#5F-ACCE & LUM test lab | III | 2009-12-29 | — | ES JH | Closed | 2009-12-29 09:57 |  | RMB | 3550 | TEKTRONIX | 转接器
EC4286 |  | High voltage probe for Oscilloscope | P6015A | B061636 | QD | Qindao test lab | I | 2019-01-30 | 2020-04-29 | GRGT | Calibrating | 2009-12-30 10:13 | 购买后，可增强本地化服务的能力，提高竞争力，如不买，会降低竞争力，丢失客户。 | RMB | 13200 | TEKTRONIX | 示波器高压探棒
EC4287 |  | Integral module of Oscilloscope(Model: TDS 3AAM) | TDS 3AAM |  | QD | Qindao test lab | III | 2009-12-29 | — | ES JH | Closed | 2009-12-30 10:14 | 购买后，可增强本地化服务的能力，提高竞争力，如不买，会降低竞争优势，丢失客户。 | RMB | 4100 | TEKTRONIX | 示波器积分模块 (型号：TDS 3AAM)
EC4288 |  | Multimeter | F289 | 10290200 | SH ACCE | 85#5F-ACCE & LUM test lab | II | 2019-12-28 | 2020-12-27 | EC JZ | Closed | 2009-12-29 10:51 |  | RMB | 4000 | FLUKE | 数字式万用表
EC4289 |  | temperature record | mv-1000 |  | SH Lab | 86#3F-Cooking & HVAC test lab | II | 2020-02-02 | 2021-02-01 | ES AW | Closed | 2009-12-29 10:51 |  | RMB | 23300 | YOKOGAWA | 温度记录仪
EC4290 |  | power meter | wt210 | 91K209050 | SH Lab | 86#3F-Cooking & HVAC test lab | I | 2019-05-10 | 2020-05-09 | JSMI | Closed | 2009-12-29 10:54 |  | RMB | 15940 | YOKOGAWA | 功率表
EC4291 |  | AC Ground Bond Tester | 7316 | 1370169 | SH Lab | 86#3F-3F Power distribution room | I | 2019-03-18 | 2020-03-17 | JSMI | Calibrating | 2009-12-29 10:56 |  | RMB | 21000 | EXTECH | 接地电阻测试仪
EC4292 |  | AC frequency converter power | AFC-31010 |  | SH Lab | 51#7F-PPT test lab | III | 2009-12-29 | — | ES JH | Closed | 2009-12-29 14:06 | Manufacturer:APC(苏州爱普斯电源） | RMB | 30000 | 爱普斯电源 | 交流变频电源
EC4293 |  | TEST FOOT |  |  | QD | Qindao test lab | II | 2020-02-12 | 2021-02-11 | EC JZ | Closed | 2010-02-02 15:38 |  | RMB | 2400 |  | 人工腿
EC4294 |  | test arm |  |  | QD | Qindao test lab | II | 2020-02-12 | 2021-02-11 | EC JZ | Closed | 2010-02-02 15:37 |  | RMB | 2400 |  | 人工手臂
EC4295 |  | Cord Anchorage Torque Device | 非标定制 |  | SH ACCE | 85#5F-ACCE & LUM test lab | II | 2020-02-03 | 2021-02-02 | ES AW | Closed | 2009-12-29 15:42 |  | RMB | 12000 | 帮帮德强小工业配件加工服务社 | 扭力测试设备
EC4296 |  | Thermometer |  | 2378 | SH Lab | 86#2F-MD test lab | I | 2019-05-14 | 2020-05-13 | JSMI | Closed | 2009-12-29 17:28 |  | RMB | 17200 |  | 温度计
EC4296 | 1 | Probe |  | B01439 | SH Lab | 86#2F-MD test lab | I | 2019-05-14 | 2020-05-13 | JSMI | Closed | 2009-12-29 17:30 |  | RMB | 16000 |  | 探头
EC4297 | 1 | Highpass Filter | WHKX1.0/15G-10SS | 13 | SH Lab | 86#6F-SAC-Semi anechoic chamber test lab | I | 2019-02-27 | 2020-02-26 | SIMT | Calibrating | 2010-04-07 11:07 |  | EUR | 940 | Wainwright Instruments GmbH | 高通滤波器
EC4297 | 2 | Highpass Filter | WHKX2.8/18G-12SS | 2 | SH Lab | 86#6F-SAC-Semi anechoic chamber test lab | I | 2019-02-27 | 2020-02-26 | SIMT | Calibrating | 2010-03-10 15:00 |  | EUR | 1180 | Wainwright Instruments GmbH | 高通滤波器
EC4297 | 3 | Highpass Filter | WHKX7.0/18G-8SS | 26 | SH Lab | 86#6F-SAC-Semi anechoic chamber test lab | I | 2019-02-27 | 2020-02-26 | SIMT | Calibrating | 2009-12-30 13:26 |  | EUR | 1180 | Wainwright Instruments GmbH | 高通滤波器
EC4297 | 4 | Band Reject Filter | WRCGV2400/2483-2390/2493-35/10SS | 3 | SH Lab | 86#6F-SAC-Semi anechoic chamber test lab | I | 2019-02-27 | 2020-02-26 | SIMT | Calibrating | 2010-03-10 15:00 |  | EUR | 1075 | Wainwright Instruments GmbH | 滤波器
EC4298 |  | Switzerland test gauge |  |  | SH Lab | 85#5F-Gauge room | II | 2019-05-13 | 2020-05-12 | EC JZ | Closed | 2010-07-05 14:23 |  | RMB | 500 |  | 瑞士量规(A)
EC4299 |  | Switzerland test gauge |  |  | SH Lab | 85#5F-Gauge room | II | 2019-05-13 | — | EC JZ | Damaged | 2010-07-05 14:23 |  | RMB | 500 |  | 瑞士量规(B)
EC4300 |  | Switzerland test gauge |  |  | SH Lab | 85#5F-Gauge room | II | 2019-05-13 | 2020-05-12 | EC JZ | Closed | 2010-07-05 14:22 |  | RMB | 500 |  | 瑞士量规(C)
EC4301 |  | apparatus for spillage test Fig 101 |  |  | QD | Qindao test lab | II | 2020-02-09 | 2021-02-08 | ES AW | Closed | 2010-03-30 09:08 | 购买后,可增强本地化测试能力,提高竞争力, 如不买, 会降低竞争力, 对丢失客户 | RMB | 1500 |  | 冰箱溅水测试装置
EC4302 |  | Ruler of measurement flame height |  |  | XM Lab | Xiamen test lab | III | 2010-07-22 | — | ES LWF | Closed | 2010-07-26 09:08 | EC3741中已存在，重复编号。 | RMB | 500 |  | 火焰高度尺
EC4303 |  | Stopwatch | SJ9-2II |  | SH Lab | 86#1F-Garden tools test lab (Ⅰ) | I | 2012-02-06 | — | SIMT | Disposal | 2010-03-02 17:02 |  | RMB | 150 | 上海手表五厂 | 秒表
EC4304 |  | Sauna room for testing sauna heating appliances |  |  | SH Lab | Shibei PV lab | III | 2010-03-21 | — | ES JH | Closed | 2010-04-07 15:11 |  | RMB | 19400 |  | 桑拿房
EC4305 |  | Digital Caliper | 0-200mm | 9071243 | SH Lab | 86#4F-Multimedia test lab | I | 2019-09-27 | 2020-09-26 | JSMI | Closed | 2010-03-29 10:51 |  | RMB | 300 | 上海量具刃具厂 | 电子数显卡尺
EC4306 |  | Digital Caliper | 0-200mm | 9071244 | SH Lab | 86#4F-Multimedia test lab | I | 2011-03-09 | — | SIMT | Disposal | 2010-03-15 15:25 |  | RMB | 300 | 上海量具刃具厂 | 电子数显卡尺
EC4307 |  | Digital Caliper | 0-200mm | 9080034 | SH Lab | 86#4F-Multimedia test lab | I | 2019-04-04 | 2020-04-03 | JSMI | Closed | 2010-03-29 10:50 |  | RMB | 300 | 上海量具刃具厂 | 电子数显卡尺
EC4308 |  | Digital Caliper | 0-200mm | 9080080 | SH Lab | 86#4F-Multimedia test lab | I | 2017-08-30 | — | JSMI | Out of service | 2010-03-29 10:51 | (2018.08.29封存) | RMB | 300 | 上海量具刃具厂 | 电子数显卡尺
EC4309 |  | patient simulator for blood pressure | BPPUMP2M | 1201011 | SH Lab | 51#7F-CM test lab | I | 2019-04-28 | 2020-04-27 | SIMT | Closed | 2010-03-03 15:44 |  | RMB | 79000 | FLUKE | 血压模拟器
EC4310 |  | gauge |  |  | SH Lab | 51#7F-CM test lab | II | 2012-04-09 | — | ES LWF | Damaged | 2010-04-12 09:33 |  | RMB | 627 |  | 塞规
EC4311 |  | gauge |  |  | SH Lab | 51#7F-PPT test lab | II | 2019-04-09 | 2020-04-08 | ES AW | Closed | 2010-04-12 09:33 |  | RMB | 444 |  | 塞规
EC4312 |  | loading pad |  |  | SH Lab | 51#7F-CM test lab | II | 2019-04-06 | 2020-04-05 | EC JZ | Closed | 2010-04-12 09:33 |  | RMB | 1990 |  | 负载垫
EC4313 |  | cylinder tool |  |  | SH Lab | 51#7F-PPT test lab | II | 2019-04-09 | 2020-04-08 | ES AW | Closed | 2010-04-12 09:34 |  | RMB | 1600 |  | 圆柱
EC4314 |  | CONE TOOL |  |  | SH Lab | 51#7F-CM test lab | II | 2019-04-06 | 2020-04-05 | EC JZ | Closed | 2010-04-12 09:34 |  | RMB | 1550 |  | 锥形
EC4315 |  | test chamber | SETH-Z-102U | 8072101003 | SH Lab | 86#2F-TCO test lab | I | 2019-05-15 | 2020-05-14 | JSMI | Closed | 2010-04-23 14:28 |  | RMB | 160000 | 上海爱斯佩克环境设备有限公司 | 环境测试箱
EC4316 |  | Weight |  |  | SH Lab | 85#5F-Gauge room | III | 2015-04-26 | — | ES CZ | Closed | 2010-05-20 10:58 |  | RMB | 900 |  | 重块
EC4317 |  | Weight |  |  | SH Lab | 85#5F-Gauge room | III | 2015-04-06 | — | ES CZ | Closed | 2010-05-20 10:57 |  | RMB | 1000 |  | 重块
EC4318 |  | Power meter | N1911A | MY50000186 | SH Lab | 86#4F-EMC test lab | I | 2019-06-24 | 2020-06-23 | JSMI | Closed | 2010-04-30 13:36 |  | RMB | 57932 | Agilent | 射频功率计
EC4318 | 1 | Power sensor | N1921A | MY50070010 | SH Lab | 86#4F-EMC test lab | I | 2019-06-24 | 2020-06-23 | MFG | Closed | 2010-04-30 13:37 |  | RMB | 28954 | Agilent | 探头
EC4319 |  | steel measuring tape | 0-5m | X-1 | SH Lab | 85#5F-ACCE & LUM test lab | I | 2014-04-09 | — | SIMT | Out of service | 2010-06-03 09:15 |  | RMB | 50 |  | 钢卷尺
EC4320 |  | straight steel ruler | 1m |  | SH Lab | 85#5F-ACCE & LUM test lab | III | 2015-04-20 | — | JSMI | Closed | 2010-06-03 09:51 | 2015.06.22 | RMB | 50 |  | 钢直尺
EC4321 |  | Test Rod |  |  | YY Eng | Yuyao test lab | II | 2019-04-06 | 2020-04-05 | EC JK | Closed | 2010-04-27 12:41 | 急用 | RMB | 100 |  | 8mm试验棒
EC4322 |  | Test Rod |  |  | YY Eng | Yuyao test lab | II | 2019-04-06 | 2020-04-05 | EC JK | Closed | 2010-04-27 12:45 | 急用 | RMB | 700 |  | 40mm柱形棒
EC4323 |  | Test finger |  |  | CIXI | CIXI test lab | II | 2019-04-19 | 2020-04-18 | ES AW | Closed | 2010-04-27 12:46 | 急用 | RMB | 1200 |  | 试验指
EC4324 |  | Power Meter | wt210 | 91K316234 | XM Lab | Xiamen test lab | I | 2019-09-06 | 2020-09-05 | GRGT | Closed | 2010-05-24 13:28 | 能测电源谐波分量,具有直流功率积分功能等 | RMB | 15940 | 上海横河国际贸易有限公司 | 功率表
EC4325 |  | scratching tool tip |  |  | QD | Qindao test lab | II | 2019-04-27 | 2020-04-26 | EC JZ | Closed | 2010-12-03 16:44 | 购买后，可增加竞争优势，提供本地化测试服务，如不买，会降低竞争优势，丢失客户。 | RMB | 500 |  | 刮擦测试测试指
EC4326 |  | AC frequency converter power | AFC-31010 | F310030144 | SH Lab | 86#2F-Power supply test lab | III | 2010-05-24 | — | ES JH | Closed | 2010-05-24 15:28 |  | RMB | 30000 | 艾普斯 | 交流变频电源
EC4327 |  | torque screw driver | N30LTDK | 09I095 | SH Lab | Shibei PV lab | I | 2019-03-15 | 2020-03-14 | JSMI | Calibrating | 2010-05-07 11:01 |  | RMB | 1100 | KANON | 扭力螺丝刀
EC4328 |  | torsional screwdriver | N12LTDK | 09J142 | SH Lab | 86#4F-Multimedia test lab | I | 2019-07-12 | 2020-07-11 | SIMT | Closed | 2010-05-07 10:27 |  | RMB | 1100 | KANON | 扭力螺丝刀
EC4329 |  | Test torque screwdriver | N12LTDK | 09J122 | XM Lab | Xiamen test lab | I | 2019-07-17 | 2020-07-16 | JSMI | Closed | 2010-05-10 16:57 | 到设定值会打滑 | RMB | 1100 | KANON | 扭矩螺丝刀
EC4330 |  | Inllumination meter | TES-1339 | 91107602 | SH Lab | 51#7F-PPT test lab | I | 2019-01-17 | — | JSMI | Out of service | 2010-05-26 13:32 |  | RMB | 1250 | TES | 照度计
EC4331 |  | differential probes | P5210 | C020256 (B016644) | SH Lab | 86#4F-Multimedia test lab | I | 2019-06-05 | 2020-06-04 | SIMT | Closed | 2010-06-03 09:33 | 维修更换后新序列号为：C020256 | RMB | 19500 | Tektronix | 差分探头
EC4332 | 1 | gauges for VDE 0620-1:2010 |  |  | SH Lab | 85#5F-Gauge room | II | 2019-07-02 | 2020-07-01 | ES AW | Closed | 2010-07-19 16:54 |  | RMB | 400 |  | Lehre1
EC4332 | 2 | gauges for VDE 0620-1:2010 |  |  | SH Lab | 85#5F-Gauge room | II | 2019-07-02 | 2020-07-01 | ES AW | Closed | 2010-07-19 16:56 |  | RMB | 400 |  | Lehre1
EC4332 | 3 | gauges for VDE 0620-1:2010 |  |  | SH Lab | 85#5F-Gauge room | II | 2019-07-02 | 2020-07-01 | ES AW | Closed | 2010-07-19 16:56 |  | RMB | 400 |  | Lehre1
EC4333 | 1 | gauges for VDE 0620-1:2010 |  |  | SH Lab | 85#5F-Gauge room | II | 2019-07-02 | 2020-07-01 | ES AW | Closed | 2010-07-19 16:57 |  | RMB | 800 |  | Lehre2 2A
EC4333 | 2 | gauges for VDE 0620-1:2010 |  |  | SH Lab | 85#5F-Gauge room | II | 2019-07-02 | 2020-07-01 | ES AW | Closed | 2010-07-19 17:00 |  | RMB | 800 |  | Lehre2 2B
EC4333 | 3 | gauges for VDE 0620-1:2010 |  |  | SH Lab | 85#5F-Gauge room | II | 2019-07-02 | 2020-07-01 | ES AW | Closed | 2010-07-19 17:00 |  | RMB | 1200 |  | Lehre2 2C
EC4334 |  | gauges for VDE 0620-1:2010 |  |  | SH Lab | 85#5F-Gauge room | II | 2019-07-02 | 2020-07-01 | ES AW | Closed | 2010-07-19 17:01 |  | RMB | 1200 |  | Lehre4
EC4335 |  | gauges for VDE 0620-1:2010 |  |  | SH Lab |  | II | 2019-07-02 | 2020-07-01 | ES AW | Closed |  |  | RMB | 1200 |  | Lehre10B
EC4336 |  | gauges for VDE 0620-1:2010 |  |  | SH Lab |  | II | 2019-07-02 | 2020-07-01 | ES AW | Closed |  |  | RMB | 1600 |  | Lehre12
EC4337 |  | gauges for VDE 0620-1:2010 |  |  | SH Lab |  | II | 2019-07-02 | 2020-07-01 | ES AW | Closed |  |  | RMB | 1200 |  | Lehre14
EC4338 | 1 | gauges for VDE 0620-1:2010 |  |  | SH Lab |  | II | 2019-07-02 | 2020-07-01 | ES AW | Closed |  |  | RMB | 1400 |  | Lehre16a
EC4338 | 2 | gauges for VDE 0620-1:2010 |  |  | SH Lab |  | II | 2019-07-02 | 2020-07-01 | ES AW | Closed |  |  | RMB | 3200 |  | Lehre16b
EC4338 | 3 | gauges for VDE 0620-1:2010 |  |  | SH Lab |  | II | 2019-07-02 | 2020-07-01 | ES AW | Closed |  |  | RMB | 3200 |  | Lehre16C
EC4338 | 4 | gauges for VDE 0620-1:2010 |  |  | SH Lab |  | II | 2019-07-02 | 2020-07-01 | ES AW | Closed |  |  | RMB | 1400 |  | Lehre16D
EC4338 | 5 | gauges for VDE 0620-1:2010 |  |  | SH Lab |  | II | 2019-07-02 | 2020-07-01 | ES AW | Closed |  |  | RMB | 800 |  | Lehre16E
EC4339 |  | gauges for VDE 0620-1:2010 |  |  | SH Lab | 85#5F-Gauge room | II | 2019-07-02 | 2020-07-01 | EC JK | Closed |  |  | RMB | 600 |  | Lehre17
EC4340 |  | gauges for VDE 0620-1:2010 |  |  | SH Lab | 85#5F-Gauge room | II | 2019-07-02 | 2020-07-01 | EC JK | Closed |  |  | RMB | 250 |  | Lehre18
EC4341 | 1 | gauges for VDE 0620-1:2010 |  |  | SH Lab | 85#5F-Gauge room | II | 2019-07-02 | 2020-07-01 | EC JK | Closed |  |  | RMB | 1400 |  | Lehre19a
EC4341 | 2 | gauges for VDE 0620-1:2010 |  |  | SH Lab | 85#5F-Gauge room | II | 2019-07-02 | 2020-07-01 | EC JK | Closed |  |  | RMB | 1400 |  | Lehre19b
EC4342 | 1 | gauges for VDE 0620-1:2010 |  |  | SH Lab | 85#5F-Gauge room | II | 2019-07-02 | 2020-07-01 | EC JK | Closed |  |  | RMB | 150 |  | 测试块8×33×40;8×33.5×40;8×34×40;8×35×40
EC4342 | 2 | gauges for VDE 0620-1:2010 |  |  | SH Lab | 85#5F-Gauge room | II | 2019-07-02 | 2020-07-01 | EC JK | Closed |  |  | RMB | 150 |  | 测试块8×33×40;8×33.5×40;8×34×40;8×35×40
EC4342 | 3 | gauges for VDE 0620-1:2010 |  |  | SH Lab | 85#5F-Gauge room | II | 2019-07-02 | 2020-07-01 | EC JK | Closed |  |  | RMB | 150 |  | 测试块8×33×40;8×33.5×40;8×34×40;8×35×40
EC4343 | 1 | gauges for VDE 0620-1:2010 |  |  | SH Lab | 85#5F-Gauge room | II | 2019-07-02 | 2020-07-01 | EC JK | Closed |  |  | RMB | 150 |  | 测试块8×33×40;8×33.5×40;8×34×40;8×35×40
EC4343 | 2 | gauges for VDE 0620-1:2010 |  |  | SH Lab | 85#5F-Gauge room | II | 2019-07-02 | 2020-07-01 | EC JK | Closed |  |  | RMB | 150 |  | 测试块8×33×40;8×33.5×40;8×34×40;8×35×40
EC4343 | 3 | gauges for VDE 0620-1:2010 |  |  | SH Lab | 85#5F-Gauge room | II | 2019-07-02 | 2020-07-01 | EC JK | Closed |  |  | RMB | 150 |  | 测试块8×33×40;8×33.5×40;8×34×40;8×35×40
EC4344 | 1 | gauges for VDE 0620-1:2010 |  |  | SH Lab | 85#5F-Gauge room | II | 2019-07-02 | 2020-07-01 | EC JK | Closed |  |  | RMB | 150 |  | 测试块8×33×40;8×33.5×40;8×34×40;8×35×40
EC4344 | 2 | gauges for VDE 0620-1:2010 |  |  | SH Lab | 85#5F-Gauge room | II | 2019-07-02 | 2020-07-01 | EC JK | Closed |  |  | RMB | 150 |  | 测试块8×33×40;8×33.5×40;8×34×40;8×35×40
EC4344 | 3 | gauges for VDE 0620-1:2010 |  |  | SH Lab | 85#5F-Gauge room | II | 2019-07-02 | 2020-07-01 | EC JK | Closed |  |  | RMB | 150 |  | 测试块8×33×40;8×33.5×40;8×34×40;8×35×40
EC4345 | 1 | gauges for VDE 0620-1:2010 |  |  | SH Lab | 85#5F-Gauge room | II | 2019-07-02 | 2020-07-01 | EC JK | Closed |  |  | RMB | 150 |  | 测试块8×33×40;8×33.5×40;8×34×40;8×35×40
EC4345 | 2 | gauges for VDE 0620-1:2010 |  |  | SH Lab | 85#5F-Gauge room | II | 2019-07-02 | 2020-07-01 | EC JK | Closed |  |  | RMB | 150 |  | 测试块8×33×40;8×33.5×40;8×34×40;8×35×40
EC4345 | 3 | gauges for VDE 0620-1:2010 |  |  | SH Lab | 85#5F-Gauge room | II | 2019-07-02 | 2020-07-01 | EC JK | Closed |  |  | RMB | 150 |  | 测试块8×33×40;8×33.5×40;8×34×40;8×35×40
EC4346 |  | All pole switches endurance counting equipment | 两个6位220v计数，带面板复位 |  | SH Lab | 86#1F-Washing M/C test lab | I | 2019-11-11 | 2020-11-10 | JSMI | Closed | 2010-06-03 09:40 |  | RMB | 300 | 自制 | 全极开关耐久计数装置
EC4347 |  | Mild steel armature |  |  | XM Lab | Xiamen test lab | II | 2019-06-16 | 2020-06-15 | ES AW | Closed | 2010-05-17 16:15 |  | RMB | 400 |  | 软钢衔铁
EC4348 |  | Test rod |  |  | XM Lab | Xiamen test lab | II | 2019-06-16 | 2020-06-15 | ES AW | Closed | 2010-05-17 16:24 | 要便于施加2N的力. | RMB | 250 |  | 测试探针
EC4349 |  | Test rod |  |  | XM Lab | Xiamen test lab | II | 2019-06-16 | 2020-06-15 | ES AW | Closed | 2010-05-17 16:25 |  | RMB | 250 |  | 测试探棒
EC4350 |  | Test porbe (12) |  |  | XM Lab | Xiamen test lab | II | 2019-06-16 | 2020-06-15 | ES AW | Closed | 2010-05-17 16:26 |  | RMB | 350 |  | 测试指(12)
EC4351 |  | Glass vessel |  |  | XM Lab | Xiamen test lab | III | 2010-05-14 | — | ES LWF | Closed | 2010-05-17 15:50 |  | RMB | 1 |  | 玻璃容器
EC4352 |  | spectrometer | VIS 300-1100 | 1004047U1~1004048U1 | SH Lab | Shibei PV lab | I | 2019-09-29 | 2020-09-28 | NIM | Closed | 2010-06-11 14:51 |  | RMB | 160000 | AVANTES | 光谱仪
EC4353 |  | spectrometer | NIR 1100-1700 | 1004047U1~1004048U1 | SH Lab | Shibei PV lab | I | 2017-08-24 | — | NIM | Out of service | 2010-06-11 14:54 | (2018.08.23封存) | RMB | 160000 | AVANTES | 光谱仪
EC4354 |  | spectrometer | 标准灯 |  | SH Lab | Shibei PV lab | I | 2010-05-10 | — | NIM | Out of service | 2010-06-11 14:56 | 暂时封存 | RMB | 160000 | AVANTES | 光谱仪
EC4355 |  | vernier caliper | 0-150mm | JC600006 | SH Lab | 85#5F-ACCE & LUM test lab | I | 2015-12-17 | — | SIMT | Disposal | 2010-06-03 09:48 |  | RMB | 300 | 上海工具厂有限公司 | 游标卡尺
EC4356 |  | vernier caliper | 0-150mm | JB500832 | SH Lab | 85#5F-ACCE & LUM test lab | I | 2019-05-30 | 2020-05-29 | JSMI | Closed | 2010-06-03 09:47 |  | RMB | 300 | 上海工具厂有限公司 | 游标卡尺
EC4357 |  | vernier caliper | 0-150mm | JC600678 | SH Lab | 85#5F-ACCE & LUM test lab | I | 2018-12-28 | 2019-12-27 | JSMI | Calibrating | 2010-06-03 09:46 |  | RMB | 300 | 上海工具厂有限公司 | 游标卡尺
EC4357 | 1 | Inclinometer |  |  | SH Lab | 85#5F-ACCE & LUM test lab | I | 2019-08-23 | 2020-08-22 | JSMI | Closed |  |  | RMB | 300 |  | 角度尺
EC4358 |  | Tubular motot test facility |  |  | SH Lab | 86#1F-Garden tools test lab (Ⅰ) | II | 2019-06-11 | 2020-06-10 | EC JZ | Closed | 2010-10-18 09:55 |  | RMB | 11209.55 |  | 管状电机测试架
EC4359 | 1 | Programmable time socket |  |  | XM Lab | Xiamen test lab | II | 2019-06-16 | 2020-06-15 | ES AW | Closed | 2010-06-08 10:17 | 3脚插孔, 欧洲插座或万能插孔更佳.计量按照公司对时间的精度要求 | RMB | 480 | 自制 | 可编程的定时插座
EC4359 | 2 | Programmable time socket |  |  | XM Lab | Xiamen test lab | II | 2019-06-16 | 2020-06-15 | ES AW | Closed | 2010-06-08 10:18 | 3脚插孔, 欧洲插座或万能插孔更佳.计量按照公司对时间的精度要求 | RMB | 480 |  | 可编程的定时插座
EC4359 | 3 | Programmable time socket |  |  | XM Lab | Xiamen test lab | II | 2019-06-16 | 2020-06-15 | ES AW | Closed | 2010-06-08 10:19 | 3脚插孔, 欧洲插座或万能插孔更佳.计量按照公司对时间的精度要求 | RMB | 480 |  | 可编程的定时插座
EC4359 | 4 | Programmable time socket |  |  | XM Lab | Xiamen test lab | II | 2019-06-16 | 2020-06-15 | ES AW | Closed | 2010-06-08 10:19 | 3脚插孔, 欧洲插座或万能插孔更佳.计量按照公司对时间的精度要求 | RMB | 480 |  | 可编程的定时插座
EC4360 |  | DATA LOGGER | MX100,4*10输入，2*10输出 | 91K417895 | SH Lab | Shibei PV lab | I | 2019-05-15 | 2020-05-14 | JSMI | Closed | 2010-07-26 16:47 |  | RMB | 47310 | YOKOGAWA | 数据采集器
EC4361 |  | Gauge for lamp holder |  |  | XM Lab | Xiamen test lab | II | 2019-05-23 | 2020-05-22 | EC JZ | Closed | 2010-06-22 15:36 |  | RMB | 3000 |  | E17灯头量规7006-27K-1
EC4362 |  | Gauge for lamp holder |  |  | XM Lab | Xiamen test lab | II | 2019-05-23 | 2020-05-22 | EC JZ | Closed | 2010-06-22 15:36 |  | RMB | 1400 |  | E17灯头量规7006-28F-1
EC4363 |  | Gauge for lamp holder |  |  | XM Lab | Xiamen test lab | II | 2019-05-23 | 2020-05-22 | EC JZ | Closed | 2010-06-22 15:35 |  | RMB | 2800 |  | E17灯头量规7006-26D-1
EC4364 |  | Gauge for lamp holder |  |  | XM Lab | Xiamen test lab | II | 2019-05-23 | 2020-05-22 | EC JZ | Closed | 2010-06-22 15:35 |  | RMB | 3000 |  | E12灯头量规7006-27H-1
EC4365 |  | Gauge for lamp holder |  |  | XM Lab | Xiamen test lab | II | 2019-05-23 | 2020-05-22 | EC JZ | Closed | 2010-06-22 15:34 |  | RMB | 1200 |  | E12灯头量规7006-27J-1
EC4366 |  | Gauge for lamp holder |  |  | XM Lab | Xiamen test lab | II | 2019-05-23 | 2020-05-22 | EC JZ | Closed | 2010-06-22 15:34 |  | RMB | 1400 |  | E12灯头量规7006-28C-1
EC4367 |  | Gauge for lamp holder |  |  | XM Lab | Xiamen test lab | II | 2019-05-23 | 2020-05-22 | EC JZ | Closed | 2010-06-22 15:34 |  | RMB | 2800 |  | E12灯头量规7006-32-1
EC4368 |  | Gauge for lamp holder |  |  | XM Lab | Xiamen test lab | II | 2019-05-23 | 2020-05-22 | EC JZ | Closed | 2010-06-22 15:32 |  | RMB | 800 |  | GX53灯头量规7006-142D-1
EC4369 |  | Gauge for lamp holder |  |  | XM Lab | Xiamen test lab | II | 2019-05-23 | 2020-05-22 | EC JZ | Closed | 2010-06-22 15:31 |  | RMB | 2400 |  | GX53灯头量规7006-142E-1
EC4370 |  | Gauge for lamp holder |  |  | XM Lab | Xiamen test lab | II | 2019-05-23 | 2020-05-22 | EC JZ | Closed | 2010-06-22 15:08 |  | RMB | 1200 |  | GX53灯头量规7006-142F-1
EC4371 |  | Gauge for lamp holder |  |  | XM Lab | Xiamen test lab | II | 2019-05-23 | 2020-05-22 | EC JZ | Closed | 2010-06-22 14:44 |  | RMB | 1800 |  | 灯头量规7006-120-1
EC4372 |  | Gauge for lamp holder |  |  | XM Lab | Xiamen test lab | II | 2019-05-23 | 2020-05-22 | EC JZ | Closed | 2010-06-22 14:42 |  | RMB | 2800 |  | 灯头量规7006-121-1
EC4373 |  | Vessel for testing hotplates |  |  | XM Lab | Xiamen test lab | II | 2019-06-16 | 2020-06-15 | EC JZ | Closed | 2010-06-22 14:32 |  | RMB | 1160 |  | 烤盘测试容器
EC4374 |  | Vessel for testing hotplates |  |  | XM Lab | Xiamen test lab | II | 2019-06-16 | 2020-06-15 | EC JZ | Closed | 2010-06-22 14:31 |  | RMB | 1999 |  | 烤盘测试容器
EC4375 |  | Test receptacle for water temperature |  |  | XM Lab | Xiamen test lab | III | 2010-06-12 | — | ES LWF | Closed | 2010-06-22 14:13 |  | RMB | 120 |  | 水温测试容器
EC4376 |  | rotation speed tester for engine | se-1200 | L7480028 | QD | Qindao test lab | I | 2020-01-13 | 2021-01-12 | GRGT | Closed | 2010-07-12 13:19 |  | RMB | 3400 | onosokki | 汽油机转速测试计
EC4377 |  | Vacuum manometer | testo 510 | 149085 | SH Lab | 86#1F-Environment test lab | I | 2017-07-12 | — | JSMI | Out of service | 2010-07-05 14:08 | 维修 | RMB | 1000 | testo | 负压表
EC4378 |  | high precision water bath |  |  | SH Lab | 51#7F-CM test lab | I | 2012-11-10 | — | JSMI | Disposal | 2010-08-11 10:41 | 2018-5-3转为工具使用 | RMB | 28500 |  | 恒温水槽
EC4379 |  | 500ML cylinder |  |  | SH Lab | 51#7F-CM test lab | III | 2010-06-11 | — | ES LWF | Closed | 2010-07-05 14:51 |  | RMB | 1700 |  | 500ML钢瓶
EC4380 |  | 100ML cylinder |  |  | SH Lab | 51#7F-CM test lab | III | 2010-06-11 | — | ES LWF | Closed | 2010-07-05 14:52 |  | RMB | 1300 |  | 100ML钢瓶
EC4381 |  | Test lampholder (B22d) |  |  | XM Lab | Xiamen test lab | III | 2010-06-30 | — | ES LWF | Closed | 2010-07-29 13:53 |  | RMB | 600 |  | 测试灯座 (B22d)
EC4382 |  | Test lampholder (E27) |  |  | XM Lab | Xiamen test lab | III | 2010-06-30 | — | ES LWF | Closed | 2010-07-29 13:52 |  | RMB | 600 |  | 测试灯座(E27)
EC4383 |  | Test lampholder (E40) |  |  | XM Lab | Xiamen test lab | III | 2010-06-30 | — | ES LWF | Closed | 2010-07-29 13:52 |  | RMB | 600 |  | 测试灯座 (E40)
EC4384 |  | Test lampholder (E14) |  |  | XM Lab | Xiamen test lab | III | 2010-06-30 | — | ES LWF | Closed | 2010-07-29 13:51 |  | RMB | 600 |  | 测试灯座 (E14)
EC4385 |  | Test lampholder (B15d) |  |  | XM Lab | Xiamen test lab | III | 2010-06-30 | — | ES LWF | Closed | 2010-07-29 13:51 |  | RMB | 600 |  | 测试灯座 (B15d)
EC4386 |  | environment chamber | SEWTH-Z-100LHS | 7020101001 | SH Lab | Shibei PV lab | I | 2019-06-25 | 2020-06-24 | JSMI | Closed | 2010-07-06 10:08 |  | RMB | 743000 | 上海爱斯佩克环境设备有限公司 | 环境试验箱
EC4387 |  | environment chamber | SEWTH-Z-100LHS | 7020101002 | SH Lab | Shibei PV lab | I | 2019-05-15 | 2020-05-14 | JSMI | Closed | 2010-07-06 10:07 |  | RMB | 743000 | 上海爱斯佩克环境设备有限公司 | 环境试验箱
EC4388 |  | Stopwatch | sj9-2 |  | SH Lab | 85#5F-Battery test lab | I | 2019-06-20 | 2020-06-19 | JSMI | Closed | 2010-07-12 13:30 |  | RMB | 130 | 上海手表五厂 | 秒表
EC4389 |  | SURGE GENERATOR | JC-12 | J1068 | SH Lab | 86#2F-Power supply test lab | I | 2013-07-03 | — | SIMT | Out of service | 2010-07-15 16:03 | 组里申请封存,组里自行保管 | RMB | 16000 | 上海伊缇尔电气有限公司 | 浪涌发生器
EC4390 | 1 | DC POWER | 150V 15A MAX |  | SH Lab | Shibei PV lab | II | 2015-08-15 | — | ES CZ | Disposal | 2010-07-06 09:51 |  | RMB | 7650 | 上海点品电子有限公司 | 直流电源
EC4390 | 10 | DC POWER |  |  | SH Lab | Shibei PV lab | II | 2015-08-15 | — | ES CZ | Disposal | 2010-07-06 09:49 |  | RMB | 7650 |  | 直流电源
EC4390 | 11 | DC POWER |  |  | SH Lab | Shibei PV lab | II | 2015-08-15 | — | ES CZ | Disposal | 2010-07-06 09:49 |  | RMB | 7650 |  | 直流电源
EC4390 | 12 | DC POWER |  |  | SH Lab | Shibei PV lab | II | 2015-08-15 | — | ES CZ | Disposal | 2010-07-06 09:48 |  | RMB | 7650 |  | 直流电源
EC4390 | 2 | DC POWER | 150V 15A MAX |  | SH Lab | Shibei PV lab | II | 2015-08-15 | — | ES CZ | Disposal | 2010-07-06 09:45 |  | RMB | 7650 | 上海点品电子有限公司 | 直流电源
EC4390 | 3 | DC POWER |  |  | SH Lab | Shibei PV lab | II | 2015-08-15 | — | ES CZ | Disposal | 2010-07-06 09:46 |  | RMB | 7650 |  | 直流电源
EC4390 | 4 | DC POWER |  |  | SH Lab | Shibei PV lab | II | 2015-08-15 | — | ES CZ | Disposal | 2010-07-06 09:51 |  | RMB | 7650 |  | 直流电源
EC4390 | 5 | DC POWER |  |  | SH Lab | Shibei PV lab | II | 2015-08-15 | — | ES CZ | Disposal | 2010-07-06 09:47 |  | RMB | 7650 |  | 直流电源
EC4390 | 6 | DC POWER |  |  | SH Lab | Shibei PV lab | II | 2015-08-15 | — | ES CZ | Disposal | 2010-07-06 09:47 |  | RMB | 7650 |  | 直流电源
EC4390 | 7 | DC POWER |  |  | SH Lab | Shibei PV lab | II | 2015-08-15 | — | ES CZ | Disposal | 2010-07-06 09:47 |  | RMB | 7650 |  | 直流电源
EC4390 | 8 | DC POWER |  |  | SH Lab | Shibei PV lab | II | 2015-08-15 | — | ES CZ | Disposal | 2010-07-06 09:47 |  | RMB | 7650 |  | 直流电源
EC4390 | 9 | DC POWER |  |  | SH Lab | Shibei PV lab | II | 2015-08-15 | — | ES CZ | Disposal | 2010-07-06 09:48 |  | RMB | 7650 |  | 直流电源
EC4391 |  | Torque sensor | N3.6-SGK II | 05F010 | SH Lab | 86#4F-Multimedia test lab | I | 2019-07-15 | 2020-07-14 | JSMI | Closed | 2010-07-19 16:45 |  | RMB | 5265 | KANON | 扭力计
EC4392 |  | cooling town |  |  | SH Lab | Shibei PV lab | III | 2010-07-19 | — | ES JH | Closed |  |  | RMB | 478000 | 上海泉友制冷设备工程有限公司 | 冷却塔
EC4393 |  | ambient temperature barrel for test corner |  |  | SH Lab | 86#1F-General test lab | III | 2010-07-26 | — | ES LWF | Closed | 2010-08-03 15:34 |  | RMB | 150 |  | 环温测试小桶
EC4394 |  | ambient temperature barrel for test corner |  |  | SH Lab | 51#7F-CM test lab | III | 2010-07-26 | — | ES LWF | Closed | 2010-08-03 15:35 |  | RMB | 150 |  | 环温测试小桶
EC4395 |  | ambient temperature barrel for test corner |  |  | SH Lab | 86#1F-General test lab | III | 2010-07-26 | — | ES LWF | Closed | 2010-08-03 15:36 |  | RMB | 150 |  | 环温测试小桶
EC4396 |  | Ambient Temperature Barrel |  |  | SH Lab | 51#7F-PPT test lab | III | 2010-07-26 | — | ES LWF | Closed | 2010-08-03 15:41 |  | RMB | 150 |  | 环温测试桶
EC4397 |  | Ambient Temperature Barrel |  |  | SH Lab | 51#7F-PPT test lab | III | 2010-07-26 | — | ES LWF | Closed | 2010-08-03 15:42 |  | RMB | 150 |  | 环温测试桶
EC4398 |  | Ambient Temperature Barrel |  |  | SH Lab | 51#7F-PPT test lab | III | 2010-07-26 | — | ES LWF | Closed | 2010-08-03 15:42 |  | RMB | 150 |  | 环温测试桶
EC4399 |  | R600A thickness meter (room/meter) | EX2000C | 6514822 8057014 | QD | Qindao test lab | I | 2016-11-04 | — | SIMT | Damaged | 2010-10-08 09:17 | 购买后，可增加竞争优势，提供本地化测试服务，如不买，会降低竞争优势，丢失客户。 | RMB | 6550 | OLDHAM | R600A浓度测量仪
EC4400 |  | 20KW三相调压器 | 20KW三相 |  | SH Lab | 86#2F-Power supply test lab | III | 2010-09-01 | — | ES JH | Closed | 2010-09-01 09:46 |  | RMB | 2900 | 上海桑科机电设备成套工程有限公司 | 20KW三相调压器
EC4401 |  | Data Acquisition/Switch Unit | 2640A | M1343036 | SH Lab | 85#5F-Battery test lab | II | 2015-09-27 | — | ES HG | Out of service | 2010-10-11 09:33 | 停用-2015.12.11 | RMB | 49800 | FLUKE | 数据采集仪
EC4402 |  | Fixture for Thermocouple |  |  | SH Lab | 86#2F-2F Power distribution room | III | 2010-08-31 | — | ES LWF | Closed | 2010-08-31 10:40 |  | RMB | 600 |  | 热电偶支架
EC4403 |  | Fixture for Thermocouple |  |  | SH Lab | 86#2F-2F Power distribution room | III | 2010-08-31 | — | ES LWF | Closed | 2010-08-31 10:40 |  | RMB | 800 |  | 热电偶支架
EC4404 |  | Data Acquisition/Switch Unit | 34970A | MY44056485 | SH Lab | 86#1F-Garden tools test lab (Ⅰ) | II | 2019-09-02 | 2020-09-01 | ES AW | Closed | 2010-09-02 16:35 | Agilent BenchLink Data Logger 3版本4.2.00 | RMB | 12500 | Agilent | 数据采集仪
EC4404 | 1 | Module for data acquisition/switch unit | 34901A | MY41123269 | SH Lab | 86#1F-Tools & machinery test lab | III | 2010-09-01 | — | ES JH | Closed | 2010-09-02 16:30 |  | RMB | 4000 | Agilent | 模块
EC4404 | 2 | Module for data acquisition/switch unit | 34901A | MY41123890 | SH Lab | 86#1F-Tools & machinery test lab | III | 2010-09-01 | — | ES JH | Closed | 2010-09-02 16:30 |  | RMB | 4000 | Agilent | 模块
EC4405 |  | Data acquisition/switch unit | 34970A | MY44056517 | QD | Qindao test lab | II | 2019-07-16 | 2020-07-15 | ES AW | Closed | 2010-09-02 16:20 | Agilent BenchLink Data Logger 3版本4.2.00 | RMB | 12500 | Agilent | 数据采集仪
EC4405 | 1 | Module for Data acquisition/switch unit | 34901A | MY41123342 | QD | Qindao test lab | III | 2010-09-01 | — | ES JH | Closed | 2010-09-02 16:18 |  | RMB | 4000 | Agilent | 模块
EC4405 | 2 | Module for Data acquisition/switch unit | 34901A | MY41123899 | QD | Qindao test lab | III | 2010-09-01 | — | ES JH | Closed | 2010-09-02 16:16 |  | RMB | 4000 | Agilent | 模块
EC4406 |  | test plugs for VDE 0620-1:2010 |  |  | SH Lab | 85#5F-Gauge room | II | 2019-09-26 | 2020-09-25 | EC JZ | Closed | 2010-12-20 09:22 |  | RMB | 520 |  | 用于标准VDE 0620-1:2010的温升测试用量规
EC4407 |  | test plugs for VDE 0620-1:2010 |  |  | SH Lab | 85#5F-Gauge room | II | 2019-09-26 | 2020-09-25 | EC JZ | Closed | 2010-12-20 09:26 |  | RMB | 520 |  | 用于标准VDE 0620-1:2010的温升测试用量规
EC4408 |  | test plugs for VDE 0620-1:2010 |  |  | SH Lab | 85#5F-Gauge room | II | 2019-09-26 | 2020-09-25 | EC JZ | Closed | 2010-12-20 09:27 |  | RMB | 520 |  | 用于标准VDE 0620-1:2010的温升测试用量规
EC4409 |  | test plugs for VDE 0620-1:2010 |  |  | SH Lab | 85#5F-Gauge room | II | 2019-09-26 | 2020-09-25 | EC JZ | Closed | 2010-12-20 09:28 |  | RMB | 520 |  | 用于标准VDE 0620-1:2010的温升测试用量规
EC4410 |  | test plugs for VDE 0620-1:2010 |  |  | SH Lab | 85#5F-Gauge room | II | 2019-09-26 | 2020-09-25 | EC JZ | Closed | 2010-12-20 09:28 |  | RMB | 520 |  | 用于标准VDE 0620-1:2010的温升测试用量规
EC4411 |  | test plugs for VDE 0620-1:2010 |  |  | SH Lab | 85#5F-Gauge room | II | 2019-09-26 | 2020-09-25 | EC JZ | Closed | 2010-12-20 09:30 |  | RMB | 520 |  | 用于标准VDE 0620-1:2010的温升测试用量规
EC4412 |  | test plugs for VDE 0620-1:2010 |  |  | SH Lab | 85#5F-Gauge room | II | 2019-09-26 | 2020-09-25 | EC JZ | Closed | 2010-12-20 09:32 |  | RMB | 660 |  | 用于标准VDE 0620-1:2010的温升测试用量规
EC4413 |  | test plugs for VDE 0620-1:2010 |  |  | SH Lab | 85#5F-Gauge room | II | 2019-09-26 | 2020-09-25 | EC JZ | Closed | 2010-12-20 09:33 |  | RMB | 660 |  | 用于标准VDE 0620-1:2010的温升测试用量规
EC4414 |  | test plugs for VDE 0620-1:2010 |  |  | SH Lab | 85#5F-Gauge room | II | 2019-09-26 | 2020-09-25 | EC JZ | Closed | 2010-12-20 09:41 |  | RMB | 660 |  | 用于标准VDE 0620-1:2010的温升测试用量规
EC4415 |  | test plugs for VDE 0620-1:2010 |  |  | SH Lab | 85#5F-Gauge room | II | 2019-09-26 | 2020-09-25 | EC JZ | Closed | 2010-12-20 09:42 |  | RMB | 660 |  | 用于标准VDE 0620-1:2010的温升测试用量规
EC4416 |  | test plugs for VDE 0620-1:2010 |  |  | SH Lab | 85#5F-Gauge room | II | 2019-09-26 | 2020-09-25 | EC JZ | Closed | 2010-12-20 09:42 |  | RMB | 660 |  | 用于标准VDE 0620-1:2010的温升测试用量规
EC4417 |  | test plugs for VDE 0620-1:2010 |  |  | SH Lab | 85#5F-Gauge room | II | 2019-09-26 | 2020-09-25 | EC JZ | Closed | 2010-12-20 09:42 |  | RMB | 660 |  | 用于标准VDE 0620-1:2010的温升测试用量规
EC4418 |  | test plugs for VDE 0620-1:2010 |  |  | SH Lab | 85#5F-Gauge room | II | 2019-09-26 | 2020-09-25 | EC JZ | Closed | 2010-12-20 09:44 |  | RMB | 690 |  | 用于标准VDE 0620-1:2010的温升测试用量规
EC4419 |  | test plugs for VDE 0620-1:2010 |  |  | SH Lab | 85#5F-Gauge room | II | 2019-09-26 | 2020-09-25 | EC JZ | Closed | 2010-12-20 09:46 |  | RMB | 690 |  | 用于标准VDE 0620-1:2010的温升测试用量规
EC4420 |  | test plugs for VDE 0620-1:2010 |  |  | SH Lab | 85#5F-Gauge room | II | 2019-09-26 | 2020-09-25 | EC JZ | Closed | 2010-12-20 09:46 |  | RMB | 690 |  | 用于标准VDE 0620-1:2010的温升测试用量规
EC4421 |  | test plugs for VDE 0620-1:2010 |  |  | SH Lab | 85#5F-Gauge room | II | 2019-09-26 | 2020-09-25 | EC JZ | Closed | 2010-12-20 09:47 |  | RMB | 690 |  | 用于标准VDE 0620-1:2010的温升测试用量规
EC4422 |  | test plugs for VDE 0620-1:2010 |  |  | SH Lab | 85#5F-Gauge room | II | 2019-09-26 | 2020-09-25 | EC JZ | Closed | 2010-12-20 09:58 |  | RMB | 690 |  | 用于标准VDE 0620-1:2010的温升测试用量规
EC4423 |  | test plugs for VDE 0620-1:2010 |  |  | SH Lab | 85#5F-Gauge room | II | 2019-09-26 | 2020-09-25 | EC JZ | Closed | 2010-12-20 09:59 |  | RMB | 690 |  | 用于标准VDE 0620-1:2010的温升测试用量规
EC4424 |  | test plugs for VDE 0620-1:2010 |  |  | SH Lab | 85#5F-Gauge room | II | 2019-09-26 | 2020-09-25 | EC JZ | Closed | 2010-12-20 10:00 |  | RMB | 450 |  | 用于标准VDE 0620-1:2010的温升测试用量规
EC4425 |  | test plugs for VDE 0620-1:2010 |  |  | SH Lab | 85#5F-Gauge room | II | 2019-09-26 | 2020-09-25 | EC JZ | Closed | 2010-12-20 10:10 |  | RMB | 450 |  | 用于标准VDE 0620-1:2010的温升测试用量规
EC4426 |  | test plugs for VDE 0620-1:2010 |  |  | SH Lab | 85#5F-Gauge room | II | 2019-09-26 | 2020-09-25 | EC JZ | Closed | 2010-12-20 10:12 |  | RMB | 450 |  | 用于标准VDE 0620-1:2010的温升测试用量规
EC4427 |  | test plugs for VDE 0620-1:2010 |  |  | SH Lab | 85#5F-Gauge room | II | 2019-09-26 | 2020-09-25 | EC JZ | Closed | 2010-12-20 10:14 |  | RMB | 450 |  | 用于标准VDE 0620-1:2010的温升测试用量规
EC4428 |  | test plugs for VDE 0620-1:2010 |  |  | SH Lab | 85#5F-Gauge room | II | 2019-09-26 | 2020-09-25 | EC JZ | Closed | 2010-12-20 10:14 |  | RMB | 450 |  | 用于标准VDE 0620-1:2010的温升测试用量规
EC4429 |  | test plugs for VDE 0620-1:2010 |  |  | SH Lab | 85#5F-Gauge room | II | 2019-09-26 | 2020-09-25 | EC JZ | Closed | 2010-12-20 10:17 |  | RMB | 450 |  | 用于标准VDE 0620-1:2010的温升测试用量规
EC4430 |  | Circuit for testing rectifying effect of some high pressure sodium and some metal halide lamps |  |  | XM Lab | Xiamen test lab | III | 2010-09-06 | — | ES JH | Closed | 2010-09-08 16:24 |  | RMB | 200 | ITS | 高压纳灯和金属卤素灯整流效应测试电路
EC4431 |  | Digital Multimeter | F287 | 12020008 | SH Lab | 86#2F-Power supply test lab | II | 2019-09-03 | 2020-09-02 | EC JZ | Closed | 2010-09-03 15:29 |  | RMB | 3500 | FLUKE | 数字式万用表
EC4432 |  | flow meter | 20-1-0-00-100-KM7118 | 55021 | SH Lab | 86#2F-MD test lab | I | 2019-02-18 | 2020-02-17 | SIMT | Calibrating | 2010-10-08 13:24 |  | RMB | 12800 | ALICAT | 流量计
EC4433 |  | Pressure meter |  |  | SH Lab | 86#3F-Home appliance test lab | I | 2013-09-09 | — | SIMT | Disposal | 2010-09-28 15:29 |  | RMB | 480 |  | 压力表
EC4433 | 1 | Pressure meter |  |  | SH Lab | 86#3F-Home appliance test lab | I | 2013-12-09 | — | SIMT | Out of service |  | 2013-11-4 Zephyr Huang 要求添加一个真空表号 | RMB | 480 |  | 压力表
EC4434 |  | weight and support base |  |  | SH Lab | 51#7F-PPT test lab | II | 2019-09-19 | 2020-09-18 | ES AW | Closed |  | 支撑座底部做成平面，并且能用于吊重>140kg以上的砝码 | RMB | 4179.25 |  | 砝码及支撑座
EC4434 | 1 | weight and support base | 10kg |  | SH Lab | 51#7F-PPT test lab | II | 2019-09-19 | 2020-09-18 | ES AW | Closed |  | 支撑座底部做成平面，并且能用于吊重>140kg以上的砝码 | RMB | 4179.25 |  | 砝码及支撑座
EC4434 | 10 | weight and support base | 10kg |  | SH Lab | 51#7F-PPT test lab | II | 2019-09-19 | 2020-09-18 | ES AW | Closed |  | 支撑座底部做成平面，并且能用于吊重>140kg以上的砝码 | RMB | 4179.25 |  | 砝码及支撑座
EC4434 | 11 | weight and support base | 5kg |  | SH Lab | 51#7F-PPT test lab | II | 2019-09-19 | 2020-09-18 | ES AW | Closed |  | 支撑座底部做成平面，并且能用于吊重>140kg以上的砝码 | RMB | 4179.25 |  | 砝码及支撑座
EC4434 | 12 | weight and support base | 5kg |  | SH Lab | 51#7F-PPT test lab | II | 2019-09-19 | 2020-09-18 | ES AW | Closed |  | 支撑座底部做成平面，并且能用于吊重>140kg以上的砝码 | RMB | 4179.25 |  | 砝码及支撑座
EC4434 | 13 | weight and support base | 5kg |  | SH Lab | 51#7F-PPT test lab | II | 2019-09-19 | 2020-09-18 | ES AW | Closed |  | 支撑座底部做成平面，并且能用于吊重>140kg以上的砝码 | RMB | 4179.25 |  | 砝码及支撑座
EC4434 | 14 | weight and support base | 5kg |  | SH Lab | 51#7F-PPT test lab | II | 2019-09-19 | 2020-09-18 | ES AW | Closed | 2010-09-26 11:34 | 支撑座底部做成平面，并且能用于吊重>140kg以上的砝码 | RMB | 4179.25 |  | 砝码及支撑座
EC4434 | 2 | weight and support base | 10kg |  | SH Lab | 51#7F-PPT test lab | II | 2019-09-19 | 2020-09-18 | ES AW | Closed |  | 支撑座底部做成平面，并且能用于吊重>140kg以上的砝码 | RMB | 4179.25 |  | 砝码及支撑座
EC4434 | 3 | weight and support base | 10kg |  | SH Lab | 51#7F-PPT test lab | II | 2019-09-19 | 2020-09-18 | ES AW | Closed |  | 支撑座底部做成平面，并且能用于吊重>140kg以上的砝码 | RMB | 4179.25 |  | 砝码及支撑座
EC4434 | 4 | weight and support base | 10kg |  | SH Lab | 51#7F-PPT test lab | II | 2019-09-19 | 2020-09-18 | ES AW | Closed |  | 支撑座底部做成平面，并且能用于吊重>140kg以上的砝码 | RMB | 4179.25 |  | 砝码及支撑座
EC4434 | 5 | weight and support base | 10kg |  | SH Lab | 51#7F-PPT test lab | II | 2019-09-19 | 2020-09-18 | ES AW | Closed |  | 支撑座底部做成平面，并且能用于吊重>140kg以上的砝码 | RMB | 4179.25 |  | 砝码及支撑座
EC4434 | 6 | weight and support base | 10kg |  | SH Lab | 51#7F-PPT test lab | II | 2019-09-19 | 2020-09-18 | ES AW | Closed |  | 支撑座底部做成平面，并且能用于吊重>140kg以上的砝码 | RMB | 4179.25 |  | 砝码及支撑座
EC4434 | 7 | weight and support base | 10kg |  | SH Lab | 51#7F-PPT test lab | II | 2019-09-19 | 2020-09-18 | ES AW | Closed |  | 支撑座底部做成平面，并且能用于吊重>140kg以上的砝码 | RMB | 4179.25 |  | 砝码及支撑座
EC4434 | 8 | weight and support base | 10kg |  | SH Lab | 51#7F-PPT test lab | II | 2019-09-19 | 2020-09-18 | ES AW | Closed |  | 支撑座底部做成平面，并且能用于吊重>140kg以上的砝码 | RMB | 4179.25 |  | 砝码及支撑座
EC4434 | 9 | weight and support base | 10kg |  | SH Lab | 51#7F-PPT test lab | II | 2019-09-19 | 2020-09-18 | ES AW | Closed |  | 支撑座底部做成平面，并且能用于吊重>140kg以上的砝码 | RMB | 4179.25 |  | 砝码及支撑座
EC4435 |  | Wide Block Square | 10*63mm | 1003730703 | CN FAC | 86#4F-Calibration room | I | 2017-11-15 | — | SIMT | Out of service | 2010-12-30 17:10 | 封存（2018.11.15） | RMB | 100 |  | 宽座角尺
EC4436 |  | Parallel to the flat crystal | 40.12-40.50mm |  | CN FAC | 86#4F-Calibration room | I | 2017-11-16 | — | SIMT | Stop to use | 2010-12-30 17:11 | 封存（2018.11.15） | RMB | 1500 |  | 平行平晶
EC4437 |  | Calibrator for UTM | X125mm | 84-066 | CN FAC | 86#4F-Calibration room | I | 2017-12-20 | — | SIMT | Out of service | 2010-12-30 17:12 | 封存 | RMB | 32000 |  | 万工显校准装置-标准玻璃线纹尺
EC4438 |  | Calibrator for UTM | 200mm | 1004 | CN FAC | 86#4F-Calibration room | I | 2017-12-20 | — | SIMT | Out of service | 2010-12-30 17:12 | 封存 | RMB | 32000 |  | 万工显校准装置-标准玻璃线纹尺
EC4439 |  | Calibrator for UTM | 12 | 2020-10-09 | CN FAC | 86#4F-Calibration room | I | 2017-11-17 | — | SIMT | Out of service | 2010-12-30 17:12 | 封存（2018.11.15） | RMB | 32000 |  | 万工显校准装置-正多面棱体
EC4440 |  | Calibrator for UTM | 0.5-100mm | 60545 | CN FAC | 86#4F-Calibration room | I | 2019-12-02 | 2020-12-01 | SIMT | Closed | 2010-12-30 17:10 |  | RMB | 32000 |  | 万工显校准装置-量块
EC4441 |  | Calibrator for UTM | +-50um/1um | 1259328 | CN FAC | 86#4F-Calibration room | I | 2017-11-13 | — | SIMT | Out of service | 2010-12-30 17:10 | 封存（2018.11.15） | RMB | 32000 |  | 万工显校准装置-机械式比较仪
EC4442 |  | Calibrator for UTM | 单面 | 80297 | CN FAC | 86#4F-Calibration room | I | 2010-09-03 | 2026-09-02 | CIMM | Closed | 2010-12-30 17:09 |  | RMB | 32000 |  | 万工显校准装置-十字线校对杆
EC4443 |  | weight | 35ib |  | SH Lab | 51#7F-PPT test lab | III | 2014-09-19 | — | ES LLS | Closed | 2010-09-26 11:34 | 砝码做成带钩子的形状 | RMB | 699.03 |  | 砝码
EC4444 |  | weight | 20ib |  | SH Lab | 51#7F-PPT test lab | III | 2014-09-19 | — | ES LLS | Closed | 2010-09-26 11:32 | 砝码做成带钩子的形状 | RMB | 699.03 |  | 砝码
EC4445 |  | light soaking solar simulater | LS2214-BBA |  | SH Lab | Shibei PV lab | I | 2018-11-13 | 2019-11-12 | NIM | Calibrating | 2010-12-20 15:34 |  | HKD | 1885120 | 乐利士实业股份有限公司 | 薄膜老化试验模拟器
EC4445 | 1 | light soaking solar simulater | PT100 |  | SH Lab | Shibei PV lab | I | 2016-10-25 | — | JSMI | Out of service |  | 温度采集 | HKD | 1885120 | ALL real | 封存 2017.2 薄膜老化试验模拟器-温度采集
EC4446 | 1 | falsher | 3B 3X3 AAA |  | SH Lab | Shibei PV lab | I | 2018-11-13 | 2019-11-12 | NIM | Calibrating | 2010-11-02 13:24 |  | EUR | 133230 | Pasan SA | 暂态模拟器 灯与电源
EC4446 | 2 | falsher |  |  | SH Lab | Shibei PV lab | I | 2018-11-13 | 2019-11-12 | NIM | Calibrating | 2010-11-02 13:24 |  | EUR | 133230 | Pasan SA | 暂态模拟器 IV tracer
EC4446 | 3 | falsher |  |  | SH Lab | Shibei PV lab | I | 2019-08-15 | 2020-08-14 | JSMI | Closed |  | 温度采集MX100 | EUR | 133230 |  | 暂态模拟器－温度采集
EC4446 | 4 | reference cell | 200035 | 200035 | SH Lab | Shibei PV lab | I | 2016-04-18 | — | NIM | Out of service |  | 封存 | EUR | 133230 | Pasan SA | 参考电池
EC4446 | 5 | reference module |  |  | SH Lab | Shibei PV lab | I | 2017-04-25 | — | NIM | Out of service |  | 2018.4.27 封存 | EUR | 133230 |  | 参考组件
EC4447 |  | Analytical balance | AUY220 | D449815400 | SH Lab | 86#2F-Power supply test lab | I | 2019-07-05 | 2020-07-04 | JSMI | Closed | 2010-10-08 10:25 |  | RMB | 6700 | shimadzu岛津 | 分析天平
EC4448 |  | Three-phase power analyzer | WT3000 760304 /G6/C5/C7/FL | 91K813209 | SH Lab | 86#2F-Power supply test lab | I | 2019-12-16 | 2020-12-15 | JSMI | Closed | 2010-11-01 10:43 | WT Viewer ver.7.06 / Harmonic/Flicker Measurement Software Ver.6.01 | RMB | 214180 | YOKOGAWA | 三相100A功率分析仪
EC4449 |  | Wooden sphere |  |  | SH Lab | 86#3F-Construction test lab (Ⅱ) | II | 2010-11-19 | — | ES LWF | Damaged | 2010-11-29 14:43 |  | RMB | 1832 |  | 木球
EC4450 |  | Fixture for Thermocouple |  |  | SH Lab | 86#1F-General test lab | III | 2010-10-19 | — | ES LWF | Closed | 2010-11-01 09:47 |  | RMB | 600 |  | 热电偶支架
EC4451 |  | Fixture for Thermocouple |  |  | SH Lab | 86#1F-General test lab | III | 2010-10-19 | — | ES LWF | Closed | 2010-11-01 09:48 |  | RMB | 600 |  | 热电偶支架
EC4452 |  | Fixture for Thermocouple |  |  | SH Lab | 86#1F-General test lab | III | 2010-10-19 | — | ES LWF | Closed | 2010-11-01 09:49 |  | RMB | 600 |  | 热电偶支架
EC4453 |  | Fixture for Thermocouple |  |  | SH Lab | 86#1F-General test lab | III | 2010-10-19 | — | ES LWF | Closed | 2010-11-01 09:49 |  | RMB | 600 |  | 热电偶支架
EC4454 |  | Digital Milliohm Meter | 3541 | 100931872 | SH Lab | 85#5F-Battery test lab | I | 2019-11-15 | 2020-11-14 | JSMI | Closed | 2010-11-12 15:04 |  | RMB | 18400 | hioki | 毫欧表
EC4455 |  | Temperature and Humidity Recorder | zj1-2b | 201003177 | SH Lab | 85#5F-Battery test lab | I | 2013-10-10 | — | SQI | Out of service | 2010-10-29 14:15 |  | RMB | 1970 | 上海气象仪器厂有限公司 | 温湿度记录仪
EC4456 |  | Test apparatus for Li-ion (sealed glove box) | LAB2000 |  | SH Lab | 85#5F-Battery test lab | III | 2010-11-30 | — | ES JH | Closed | 2010-11-30 14:02 |  | RMB | 130000 | 伊特克斯惰性气体系统(北京)有限公司 | 锂电池生产设备（真空手套箱）
EC4456 | 1 | Electron microscopy with the display equipment | as500 |  | SH Lab | 85#5F-Battery test lab | III | 2011-04-11 | — | ES JH | Closed | 2011-04-18 10:18 |  | RMB | 6800 | HP | 微距CCD
EC4456 | 2 | display | D5000 |  | SH Lab | 85#5F-Battery test lab | III | 2011-04-11 | — | ES JH | Closed | 2011-04-18 10:16 |  | RMB | 7500 | nikon | 配套记录仪加本地显示
EC4456 | 3 | Oxygen monitoring indicator | AS300 |  | SH Lab | 85#5F-Battery test lab | III | 2011-04-11 | — | ES JH | Closed | 2011-04-18 10:14 |  | RMB | 6500 | HP | 含氧量监测显示仪
EC4457 | 1 | contact and not contact gauge |  |  | SH Lab | 85#5F-Gauge room | II | 2019-12-10 | 2020-12-09 | ES AW | Closed | 2010-12-27 15:17 | 一套量规分为导通规和不导通规各3个, 共6个 (类似 IEC60884-1中的C7规) | RMB | 600 |  | 通断量规
EC4457 | 2 | contact and not contact gauge |  |  | SH Lab | 85#5F-Gauge room | II | 2019-12-10 | 2020-12-09 | ES AW | Closed | 2010-12-27 15:17 | 一套量规分为导通规和不导通规各3个, 共6个 (类似 IEC60884-1中的C7规) | RMB | 600 |  | 通断量规
EC4458 | 1 | contact and not contact gauge |  |  | SH Lab | 85#5F-Gauge room | II | 2019-12-10 | 2020-12-09 | ES AW | Closed | 2010-12-27 15:17 | 一套量规分为导通规和不导通规各3个, 共6个 (类似 IEC60884-1中的C7规) | RMB | 800 |  | 通断量规20A
EC4458 | 2 | contact and not contact gauge |  |  | SH Lab | 85#5F-Gauge room | II | 2019-12-10 | 2020-12-09 | ES AW | Closed | 2010-12-27 15:17 | 一套量规分为导通规和不导通规各3个, 共6个 (类似 IEC60884-1中的C7规) | RMB | 800 |  | 通断量规20A
EC4459 | 1 | contact and not contact gauge |  |  | SH Lab | 85#5F-Gauge room | II | 2019-12-10 | 2020-12-09 | ES AW | Closed | 2010-12-27 15:18 | 一套量规分为导通规和不导通规各3个, 共6个 (类似 IEC60884-1中的C7规) | RMB | 800 |  | 通断量规10A
EC4459 | 2 | contact and not contact gauge |  |  | SH Lab | 85#5F-Gauge room | II | 2019-12-10 | 2020-12-09 | ES AW | Closed | 2010-12-27 15:18 | 一套量规分为导通规和不导通规各3个, 共6个 (类似 IEC60884-1中的C7规) | RMB | 800 |  | 通断量规10A
EC4460 |  | Digital Caliper | 0-200mm |  | YY Eng | Yuyao test lab | I | 2019-02-13 | 2020-02-12 | JSMI | Calibrating | 2010-11-17 09:15 | 急用 | RMB | 330 | 上海量具刃具厂 | 电子数显卡尺
EC4461 | 1 | gauge for withdrawal force of each socket contact |  |  | SH Lab | 85#5F-Gauge room | II | 2019-12-10 | 2020-12-09 | ES AW | Closed | 2010-12-30 11:12 | 一套量规包括1.5N; 2N; 3N量规各一个 | RMB | 800 |  | 插座单孔拔出力量规 10A 1.5N
EC4461 | 2 | gauge for withdrawal force of each socket contact |  |  | SH Lab | 85#5F-Gauge room | II | 2019-12-10 | 2020-12-09 | ES AW | Closed | 2010-12-30 11:12 | 一套量规包括1.5N; 2N; 3N量规各一个 | RMB | 800 |  | 插座单孔拔出力量规 15A 2N
EC4461 | 3 | gauge for withdrawal force of each socket contact |  |  | SH Lab | 85#5F-Gauge room | II | 2019-12-10 | 2020-12-09 | ES AW | Closed | 2010-12-30 11:12 | 一套量规包括1.5N; 2N; 3N量规各一个 | RMB | 800 |  | 插座单孔拔出力量规 15A 3N
EC4462 |  | Test corner |  |  | SH Lab | 86#3F-Cooking & HVAC test lab | III | 2010-11-18 | — | ES LWF | Closed | 2010-11-29 14:44 |  | RMB | 5885 |  | 试验角
EC4463 |  | Test corner |  |  | SH Lab | 86#3F-Cooking & HVAC test lab | III | 2010-11-18 | — | ES LWF | Closed | 2010-11-29 14:45 |  | RMB | 5885 |  | 试验角
EC4464 |  | 25.4mm measure the gauge |  |  | SH Lab | 86#3F-Heating & motor test lab | II | 2019-12-07 | 2020-12-06 | ES AW | Closed | 2010-12-07 16:39 |  | RMB | 180 |  | 25.4 mm 测量规
EC4465 |  | 25.4mm measure the gauge |  |  | SH Lab | 86#3F-Heating & motor test lab | II | 2019-12-07 | 2020-12-06 | ES AW | Closed | 2010-12-07 16:40 |  | RMB | 240 |  | 25.4 mm 测量规
EC4466 |  | Testing probe |  |  | XM Lab | Xiamen test lab | II | 2019-06-16 | 2020-06-15 | ES AW | Closed | 2010-11-22 16:37 |  | RMB | 660 |  | 测试指(加标)
EC4467 |  | Digital Oscilloscope | TDS3012C | C012936 | QD | Qindao test lab | I | 2019-03-14 | 2020-03-13 | GRGT | Calibrating | 2010-12-02 16:24 | 购买后，可增加竞争优势，提供本地化测试服务，如不买，会降低竞争优势 PC Communications software VER1.9 | RMB | 34500 | Tektronix | 数字式示波器
EC4468 |  | Ambient Temperature Barrel for Test Corner |  |  | SH Lab | 86#4F-Multimedia test lab | III | 2010-11-18 | — | ES JH | Closed | 2010-11-18 16:43 |  | RMB | 150 | 帮帮德强小工业配件加工服务社 | 试验角用环境温度测试用小桶
EC4469 |  | Ambient Temperature Barrel for Test Corner |  |  | SH Lab | 86#4F-Multimedia test lab | III | 2010-11-18 | — | ES JH | Closed | 2010-11-18 16:43 |  | RMB | 150 | 帮帮德强小工业配件加工服务社 | 试验角用环境温度测试用小桶
EC4470 |  | microscope | 5888 3.2M | 86010-991008-08823 | SH Lab | 86#2F-Power supply test lab | I | 2014-05-20 | — | SIMT | Out of service |  | 封存 | RMB | 7200 | 上海普丹光学仪器有限公司 | 显微镜
EC4471 |  | AC Frequency Converter | AFC-31010T | F310090173 | SH Lab | 86#1F-General test lab | III | 2010-12-02 | — | ES JH | Closed | 2010-12-14 11:03 |  | RMB | 30000 | 艾普斯 | 交流变频电源
EC4472 |  | AC/DC digital power meter | WT210-760401-H/C2/HRM | 91KC31984 | SH Lab | 51#7F-PPT test lab | I | 2019-04-22 | 2020-04-21 | JSMI | Closed | 2010-12-30 14:08 | WT210, 积分功能、串口输出和总谐波失真测量模块 | RMB | 19500 | YOKOGAWA | 数字功率表
EC4473 |  | Rockwell Hardness Tester | HR-150A | 2510 | SH Lab | 51#7F-PPT test lab | I | 2019-02-22 | 2020-02-21 | SETRI | Calibrating | 2010-12-20 10:51 | 1.砧板：至少有平面和V型两种；2.附带标准矫正块，精度至少0.5HR以内；3.压头：钻石压头，钨钢球压头；4.可测试高度至少150mm | RMB | 5000 | 莱州华银试验仪器有限公司 | 洛氏硬度计
EC4474 | 1 | DC-source | 62024P-100-50 | 62024PB00252 | SH Lab | 85#5F-Battery test lab | I | 2019-02-01 | 2020-01-31 | JSMI | Calibrating | 2010-12-30 17:02 |  | USD | 20150 | Chroma | 直流电源
EC4474 | 10 | DC-source | 62024P-100-50 | 62024PB00275 | SH Lab | 85#5F-Battery test lab | I | 2019-12-17 | 2020-12-16 | JSMI | Closed | 2010-12-30 16:59 |  | USD | 20150 | Chroma | 直流电源
EC4474 | 2 | DC-source | 62024P-100-50 | 62024PB00253 | SH Lab | 85#5F-Battery test lab | I | 2019-12-17 | 2020-12-16 | JSMI | Closed | 2010-12-30 17:02 |  | USD | 20150 | Chroma | 直流电源
EC4474 | 3 | DC-source | 62024P-100-50 | 62024PB00264 | SH Lab | 85#5F-Battery test lab | I | 2019-12-17 | 2020-12-16 | JSMI | Closed | 2010-12-30 17:01 |  | USD | 20150 | Chroma | 直流电源
EC4474 | 4 | DC-source | 62024P-100-50 | 62024PB00265 | SH Lab | 85#5F-Battery test lab | I | 2019-12-17 | 2020-12-16 | JSMI | Closed | 2010-12-30 17:01 |  | USD | 20150 | Chroma | 直流电源
EC4474 | 5 | DC-source | 62024P-100-50 | 62024PB00268 | SH Lab | 85#5F-Battery test lab | I | 2019-12-17 | 2020-12-16 | JSMI | Closed | 2010-12-30 17:01 |  | USD | 20150 | Chroma | 直流电源
EC4474 | 6 | DC-source | 62024P-100-50 | 62024PB00269 | SH Lab | 85#5F-Battery test lab | I | 2019-12-17 | 2020-12-16 | JSMI | Closed | 2010-12-30 17:01 |  | USD | 20150 | Chroma | 直流电源
EC4474 | 7 | DC-source | 62024P-100-50 | 62024PB00271 | SH Lab | 85#5F-Battery test lab | I | 2019-02-01 | 2020-01-31 | JSMI | Calibrating | 2010-12-30 17:00 |  | USD | 20150 | Chroma | 直流电源
EC4474 | 8 | DC-source | 62024P-100-50 | 62024PB00272 | SH Lab | 85#5F-Battery test lab | I | 2019-03-05 | 2020-03-04 | JSMI | Calibrating | 2010-12-30 17:00 |  | USD | 20150 | Chroma | 直流电源
EC4474 | 9 | DC-source | 62024P-100-50 | 62024PB00273 | SH Lab | 85#5F-Battery test lab | I | 2019-12-17 | 2020-12-16 | JSMI | Closed | 2010-12-30 16:59 |  | USD | 20150 | Chroma | 直流电源
EC4475 |  | DC-source | 62075H-30 |  | SH PS | 86#2F-Power supply test lab | I | 2016-10-13 | — | JSMI | Damaged | 2011-01-04 10:57 | 30V 250A 7.5KW | USD | 20150 | Chroma | 30V 250A 7.5KW 辅助直流电源
EC4476 |  | Solar Simulator DC Source | 62150H-600S | 62150EC00120 | SH Lab | 86#2F-Power supply test lab | I | 2019-06-25 | 2020-06-24 | JSMI | Closed | 2011-01-04 10:41 |  | USD | 13100 | Chroma | 太阳能模拟器直流电源（I-V）可调
EC4477 | 1 | Electronic load | 63630-80-60 |  | SH Lab | 85#5F-Battery test lab | I | 2019-12-17 | 2020-12-16 | JSMI | Closed | 2010-12-30 16:58 |  | USD | 9385 | Chroma | 电子负载
EC4477 | 10 | Electronic load | 63630-80-60 |  | SH Lab | 85#5F-Battery test lab | I | 2019-02-01 | 2020-01-31 | JSMI | Calibrating | 2010-12-30 16:50 |  | USD | 9385 | Chroma | 电子负载
EC4477 | 2 | Electronic load | 63630-80-60 |  | SH Lab | 85#5F-Battery test lab | I | 2019-12-17 | 2020-12-16 | JSMI | Closed | 2010-12-30 16:58 |  | USD | 9385 | Chroma | 电子负载
EC4477 | 3 | Electronic load | 63630-80-60 |  | SH Lab | 85#5F-Battery test lab | I | 2019-12-17 | 2020-12-16 | JSMI | Closed | 2010-12-30 16:58 |  | USD | 9385 | Chroma | 电子负载
EC4477 | 4 | Electronic load | 63630-80-60 |  | SH Lab | 85#5F-Battery test lab | I | 2019-12-17 | 2020-12-16 | JSMI | Closed | 2010-12-30 16:58 |  | USD | 9385 | Chroma | 电子负载
EC4477 | 5 | Electronic load | 63630-80-60 |  | SH Lab | 85#5F-Battery test lab | I | 2019-12-17 | 2020-12-16 | JSMI | Closed | 2010-12-30 16:57 |  | USD | 9385 | Chroma | 电子负载
EC4477 | 6 | Electronic load | 63630-80-60 |  | SH Lab | 85#5F-Battery test lab | I | 2017-12-06 | — | JSMI | Repairing | 2010-12-30 16:56 |  | USD | 9385 | Chroma | 电子负载
EC4477 | 7 | Electronic load | 63630-80-60 |  | SH Lab | 85#5F-Battery test lab | I | 2019-02-01 | 2020-01-31 | JSMI | Calibrating | 2010-12-30 16:56 |  | USD | 9385 | Chroma | 电子负载
EC4477 | 8 | Electronic load | 63630-80-60 |  | SH Lab | 85#5F-Battery test lab | I | 2019-02-01 | 2020-01-31 | JSMI | Calibrating | 2010-12-30 16:51 |  | USD | 9385 | Chroma | 电子负载
EC4477 | 9 | Electronic load | 63630-80-60 |  | SH Lab | 85#5F-Battery test lab | I | 2019-02-01 | 2020-01-31 | JSMI | Calibrating | 2010-12-30 16:50 |  | USD | 9385 | Chroma | 电子负载
EC4478 |  | Transient overvoltage tester | JC-12 | ET101128 | XM Lab | Xiamen test lab | I | 2019-02-27 | 2020-02-26 | CEPREI | Calibrating | 2010-11-29 15:03 |  | RMB | 39800 | 上海伊缇尔电气有限公司 | 瞬态过压测试
EC4479 |  | AC Digital Power Meter | AN8720P | 108711101 | YY Eng | Yuyao test lab | I | 2019-04-25 | 2020-04-24 | CIXI | Closed | 2010-12-09 14:31 | 急用(请注意负载端子质量) | RMB | 2520 | 青岛艾诺智能仪器有限公司 | 积分功率表
EC4480 |  | Bump Test Apparatus |  |  | XM Lab | Xiamen test lab | II | 2019-06-16 | 2020-06-15 | EC JZ | Closed | 2010-12-10 10:11 |  | RMB | 14300 |  | 跌落测试台
EC4481 |  | AC/DC Electrical parameters measuring instrument | 8716CT |  | SH Lab | 51#7F-PPT test lab | II | 2019-11-30 | 2020-11-29 | EC JK | Closed | 2010-12-02 13:27 | 青智QingZhi 8716CT | RMB | 2400 | 青岛青智仪器有限公司 | 交直数字电参数仪
EC4482 |  | Steady force gauge |  |  | SH Lab | 85#5F-Battery test lab | I | 2019-11-09 | 2020-11-08 | SIMT | Closed | 2010-12-02 13:58 |  | RMB | 7625 |  | 静压力量规
EC4483 |  | Milliohm meter | 3540 | 101025386 | SH Lab | 86#1F-General test lab | I | 2019-08-26 | 2020-08-25 | JSMI | Closed | 2010-12-17 16:13 |  | RMB | 8060 | hioki | 毫欧计
EC4484 |  | Data Acquisition/Switch Unit | 2640A | 1491024 | SH Lab | 85#5F-Battery test lab | II | 2014-12-13 | — | ES CZ | Out of service | 2011-01-06 10:19 | 停用-2015.12.11 | RMB | 49800 | FLUKE | 数据采集仪
EC4485 |  | conductance meter | 240 | 37392 | SH Lab | Shibei PV lab | I | 2010-11-30 | — | SIMT | Disposal | 2010-12-01 17:13 |  | RMB | 9482 | testo | 电导率仪
EC4486 |  | Host Simulator |  |  | SH Lab | 85#5F-Battery test lab | III | 2010-12-08 | — | ES JH | Closed | 2010-12-08 15:27 |  | RMB | 500 | ITS | 主机模拟器
EC4487 |  | Adapter Simulator |  |  | SH Lab | 85#5F-Battery test lab | III | 2010-12-08 | — | ES JH | Closed | 2010-12-08 15:27 |  | RMB | 500 | ITS | 适配器模拟器
EC4488 |  | Heating chamber | SEG-101 |  | SH Lab | 85#5F-Battery test lab | I | 2019-10-14 | 2020-10-13 | JSMI | Closed | 2010-12-30 16:48 |  | RMB | 58000 | ESPEC | 加热箱
EC4489 |  | Climate Test Chamber | SETH-Z-102U |  | SH Lab | 85#5F-Battery test lab | II | 2019-10-27 | 2020-10-26 | EC JZ | Closed | 2010-12-30 16:47 |  | RMB | 235000 | ESPEC | 潮态箱
EC4490 |  | Climate Test Chamber | SETH-Z-102U |  | SH Lab | 85#5F-Battery test lab | II | 2019-10-20 | 2020-10-19 | ES AW | Closed | 2010-12-30 16:47 |  | RMB | 235000 | ESPEC | 潮态箱
EC4491 |  | AC/DC digital power meter | WT210-760401-H/C2/HRM | 91KB25023 | SH Lab | 86#1F-Tools & machinery test lab | I | 2019-11-29 | 2020-11-28 | JSMI | Closed | 2010-12-08 16:57 | WT210, 积分功能、串口输出和总谐波失真测量模块 WTViewer Version 5.01 | RMB | 19500 | YOKOGAWA | 数字功率表
EC4492 |  | Standard Rods | 直径20mm*200mm | 15 | CN FAC | 86#4F-Calibration room | I | 2017-11-16 | — | SIMT | Stop to use | 2010-12-30 17:09 | 封存（2018.11.15） | RMB | 1780 | 304所 | 标准圆棒
EC4493 |  | Straight Edge | 200*100mm | 91-79 | CN FAC | 86#4F-Calibration room | I | 2017-11-15 | — | SIMT | Out of service | 2010-12-30 17:09 | 封存（2018.11.15） | RMB | 1450 | 304所 | 刀口直角尺
EC4494 |  | Steel Rule for Calibration | 200mm | 87-33 | CN FAC | 86#4F-Calibration room | I | 2017-11-17 | — | SIMT | Stop to use | 2010-12-30 17:08 | 封存（2018.11.15） | RMB | 1860 | 304所 | 检定直尺(四棱)
EC4495 |  | Electronic load | AN23103H | 1023H12002 | XM Lab | Xiamen test lab | I | 2017-03-07 | — | JSMI | Disposal | 2011-01-04 11:37 | 电压与电流的规格确定考虑性价比. | RMB | 4350 | 艾诺ainuo | 电子负载
EC4496 |  | Tracking index tester | ZG-1 | 100102 | XM Lab | Xiamen test lab | II | 2019-06-16 | 2020-06-15 | ES AW | Closed | 2010-12-10 14:38 |  | RMB | 50000 | 中山坤尚电子有限公司 | 漏电起痕指数试验仪
EC4497 |  | AC power analyzer | PS93-40A |  | SH Lab | 51#7F-PPT test lab | I | 2014-01-16 | — | SIMT | Damaged | 2010-12-30 09:48 | 安标PS93型数字三相功率测试仪40A | RMB | 2700 | 上海安表电子有限公司 | 交流三相功率表
EC4498 |  | Data Acquisition/Switch Unit | 34970A | MY44056996 | SH Lab | 51#7F-PPT test lab | II | 2019-12-20 | 2020-12-19 | ES AW | Closed | 2010-12-21 15:46 | Agilent BenchLink Data Logger 3版本4.2.00 | RMB | 12500 | Agilent | 数据采集仪
EC4498 | 1 | Module | 34901A | MY41128225 | SH Lab | 51#7F-PPT test lab | III | 2010-12-20 | — | ES JH | Closed | 2010-12-21 15:56 |  | RMB | 4000 | Agilent | 模块
EC4498 | 2 | Module | 34901A | MY41128272 | SH Lab | 51#7F-PPT test lab | III | 2010-12-20 | — | ES JH | Closed | 2010-12-21 15:56 |  | RMB | 4000 | Agilent | 模块
EC4499 |  | Test corner |  |  | SH Lab | 85#5F-Battery test lab | III | 2010-12-28 | — | ES JH | Closed | 2011-01-04 10:44 |  | RMB | 900 |  | 电池试验测试角
EC4500 |  | Test corner |  |  | SH Lab | 86#2F-Power supply test lab | III | 2010-12-28 | — | ES LWF | Closed | 2011-01-04 10:43 |  | RMB | 1100 |  | 测试角
EC4501 |  | EMI test receiver | ESCI7 | 100796 | SH Lab | 86#6F-FAC-Full anechoic chamber test lab | I | 2019-09-17 | 2020-09-16 | SIMT | Closed | 2010-12-30 13:31 |  | EUR | 49020 | Rohde & Schwarz | EMI测试接收机
EC4502 |  | Reel testing equipment |  |  | XM Lab | Xiamen test lab | III | 2010-12-02 | — | ES LWF | Closed | 2010-12-29 13:10 | 须是电动设备(上海公共实验室用的是气动设备) | RMB | 25800 |  | 内部导线弯折及自动卷线测试仪
EC4502 | 1 | Test apparatus for Insulation of a probe cable |  |  | XM Lab | Xiamen test lab | II | 2019-06-16 | 2020-06-15 | ES AW | Closed | 2012-06-21 13:15 | 可利用厦门现有设备EC4502 | RMB | 880 |  | 测试线绝缘耐磨测试设备
EC4502 | 2 | Test apparatus for Insulation of a probe cable |  |  | XM Lab | Xiamen test lab | II | 2019-06-16 | 2020-06-15 | ES AW | Closed | 2012-06-21 13:16 | 可利用厦门现有设备EC4502 | RMB | 880 |  | 测试线绝缘耐磨测试设备砝码
EC4503 |  | 可调衰减器 | GKTS2-2-90-8-A6 | 10122102 | SH Lab | 86#4F-EMC Shielding room | I | 2013-12-06 | — | SIMT | Disposal | 2010-12-30 11:01 |  | RMB | 9000 | 上海华湘计算机通讯工程有限公司 | 可调衰减器
EC4504 |  | 可调衰减器 | GKTS2-2-90-8-A6 | 10122101 | SH Lab | 86#4F-EMC Shielding room | I | 2014-12-10 | — | SIMT | Disposal | 2010-12-30 11:00 |  | RMB | 9000 | 上海华湘计算机通讯工程有限公司 | 可调衰减器
EC4505 |  | Test corner |  |  | SH Lab | 85#5F-Battery test lab | III | 2010-12-28 | — | ES JH | Closed | 2011-01-04 10:43 |  | RMB | 900 |  | 电池试验测试角
EC4506 |  | Apparatus for cell vent test |  |  | SH Lab | 85#5F-Battery test lab | I | 2019-03-25 | 2020-03-24 | SIMT | Calibrating | 2010-12-31 11:16 |  | RMB | 25000 |  | 电芯泄压阀测试设备
EC4507 |  | DC power source | 60v 120A |  | SH Lab | 86#1F-General test lab | III | 2011-04-11 | — | ES JH | Disposal | 2011-06-10 16:59 | 已经替换成EC4539 | RMB | 5600 | 上海沪仪科技有限公司 | 直流电源
EC4508 | 1 | humidity sensor | PCMINI52 |  | SH Lab | Hangzhou test lab | I | 2019-03-20 | 2020-03-19 | SIMT | Calibrating | 2010-12-31 11:21 |  | RMB | 45197 |  | 湿度传感器
EC4508 | 2 | humidity sensor |  |  | SH Lab | 86#3F-Cooking & HVAC test lab | I | 2019-03-20 | 2020-03-19 | SIMT | Calibrating |  |  | RMB | 45197 |  | 湿度传感器
EC4508 | 3 | humidity sensor |  |  | SH Lab | 86#3F-Cooking & HVAC test lab | I | 2019-03-20 | 2020-03-19 | SIMT | Calibrating |  |  | RMB | 45197 |  | 湿度传感器
EC4508 | 4 | humidity sensor |  |  | SH Lab | 86#3F-Cooking & HVAC test lab | I | 2019-03-20 | 2020-03-19 | SIMT | Calibrating |  |  | RMB | 45197 |  | 湿度传感器
EC4509 |  | DATA LOGGER | MX100,3*10输入 |  | SH Lab | Shibei PV lab | I | 2019-02-01 | 2020-04-30 | JSMI | Calibrating | 2011-02-16 15:08 |  | RMB | 37650 | YOKOGAWA | MX100数据采集仪
EC4510 |  | Electronic Load | 15V, 100mA |  | SH Lab | 51#7F-PPT test lab | I | 2019-07-30 | 2020-07-29 | JSMI | Closed | 2011-12-06 19:47 |  | RMB | 5300 | 深圳市新威尔电子有限公司 | 电子负载(电池检测设备）
EC4510 | 1 | Electronic Load | 15V, 100mA |  | SH Lab | 51#7F-PPT test lab | I | 2019-07-30 | 2020-07-29 | SQI | Closed | 2011-12-06 19:47 |  | RMB | 5300 | 深圳市新威尔电子有限公司 | 电子负载
EC4511 |  | Electronic Load | 5V, 6A |  | SH Lab | 51#7F-PPT test lab | I | 2017-08-01 | — | JSMI | Out of service | 2011-12-06 19:48 | 外加一台联网用的中位机（维修） | RMB | 4000 | 深圳市新威尔电子有限公司 | 电子负载(电池检测设备）
EC4511 | 1 | Electronic Load | 5V, 6A |  | SH Lab | 51#7F-PPT test lab | I | 2019-07-30 | 2020-07-29 | JSMI | Closed | 2011-12-06 19:48 | 外加一台联网用的中位机 | RMB | 4000 | 深圳市新威尔电子有限公司 | 电子负载
EC4512 |  | Wind Turbine Power Performance Test System | METEO-32X |  | IW BJ | BJ IW test lab | I | 2016-09-14 | 2018-09-13 | SIMT | Closed | 2011-03-25 13:14 | refer to IEC 61400-12-1 | RMB | 310000 | ammonit | 风电系统-记录仪
EC4512 | 1 | Wind Turbine Power Performance Test System | 1st | 210356 | IW BJ | BJ IW test lab | I | 2012-07-03 | — | SIMT | Disposal | 2011-03-25 13:14 | refer to IEC 61400-12-1 | RMB | 310000 | ammonit | 风电系统-风速仪
EC4512 | 10 | Wind Turbine Power Performance Test System | P6330 |  | IW BJ | BJ IW test lab | I | 2017-01-22 | 2019-01-21 | SIMT | Closed | 2011-03-25 13:11 | refer to IEC 61400-12-1 | RMB | 310000 | ammonit | 风电系统-大气压力传感器
EC4512 | 11 | Wind Turbine Power Performance Test System | P6361H (young 52202) | TB07392 | IW BJ | BJ IW test lab | I | 2011-02-22 | — | SIMT | Out of service | 2011-03-25 13:09 | refer to IEC 61400-12-1 | RMB | 310000 | ammonit | 风电系统-雨量传感器
EC4512 | 12 | Wind Turbine Power Performance Test System | P6312 （#KPK1/6-ME） | FA-0904058 (82567) | IW BJ | BJ IW test lab | I | 2016-12-08 | 2018-12-07 | SIMT | Closed | 2011-03-25 13:10 | refer to IEC 61400-12-1 （P6312 和 #KPK1/6-ME是指同一个设备） | RMB | 310000 | ammonit | 风电系统-温湿度传感器
EC4512 | 2 | Wind Turbine Power Performance Test System | 1st | 210355 | IW BJ | BJ IW test lab | I | 2017-08-21 | 2019-08-20 | MFG | Calibrating | 2011-03-25 13:14 | refer to IEC 61400-12-1 | RMB | 310000 | ammonit | 风电系统-风速仪
EC4512 | 3 | Wind Turbine Power Performance Test System | 1st（2017-2-4更换为05141175） | 310595 | IW BJ | BJ IW test lab | I | 2015-09-10 | — | SIMT | Repairing | 2011-03-25 13:13 | refer to IEC 61400-12-1 | RMB | 310000 | ammonit | 风电系统-风速仪
EC4512 | 4 | Wind Turbine Power Performance Test System | 1st | 210354 | IW BJ | BJ IW test lab | I | 2015-09-10 | 2017-09-09 | SIMT | Closed | 2011-03-25 13:13 | refer to IEC 61400-12-1 | RMB | 310000 | ammonit | 风电系统-风速仪
EC4512 | 5 | Wind Turbine Power Performance Test System | 1st（2017-2-4更换为05141187） | 210351 | IW BJ | BJ IW test lab | I | 2012-03-21 | 2014-03-20 | SIMT | Closed | 2011-03-25 13:13 | refer to IEC 61400-12-1 | RMB | 310000 | ammonit | 风电系统-风速仪
EC4512 | 6 | Wind Turbine Power Performance Test System | 1st | 1110007 | IW BJ | BJ IW test lab | I | 2015-09-10 | 2017-09-09 | SIMT | Calibrating | 2011-03-25 13:13 | refer to IEC 61400-12-1 | RMB | 310000 | ammonit | 风电系统-风速仪
EC4512 | 7 | Wind Turbine Power Performance Test System | P6200H |  | IW BJ | BJ IW test lab | I | 2015-09-10 | 2017-09-09 | SIMT | Closed | 2011-03-25 13:12 | refer to IEC 61400-12-1 | RMB | 310000 | ammonit | 风电系统-风向仪
EC4512 | 8 | Wind Turbine Power Performance Test System | P6200H |  | IW BJ | BJ IW test lab | I | 2015-09-10 | 2017-09-09 | SIMT | Closed | 2011-03-25 13:12 | refer to IEC 61400-12-1 | RMB | 310000 | ammonit | 风电系统-风向仪
EC4512 | 9 | Wind Turbine Power Performance Test System | P6200H |  | IW BJ | BJ IW test lab | I | 2015-09-10 | 2017-09-09 | SIMT | Closed | 2011-03-25 13:12 | refer to IEC 61400-12-1 | RMB | 310000 | ammonit | 风电系统-风向仪
EC4513 |  | UV A Senser | GCK-1 | 10243 | SH Lab | Shibei PV lab | I | 2017-05-24 | — | SIMT | Out of service | 2011-02-14 13:22 | 封存 2018.6 | RMB | 8000 | 北京奥博迪光电技术有限公司 | 紫外探头
EC4514 |  | pressure meter |  |  | SH Lab | 86#1F-Water-proof test lab | I | 2013-03-26 | — | SIMT | Disposal | 2011-04-02 16:25 |  | RMB | 530 | 上海自动化仪表股份有限公司（RMB660） | 压力表
EC4515 |  | Handheld dynamic and static pressure tester | KMG2000G | 5338589 | SH Lab | 86#1F-Garden tools test lab (Ⅰ) | I | 2019-09-23 | 2021-03-22 | SIMT | Closed | 2011-05-31 10:33 |  | RMB | 35100 | GTE industrieelektronik | 手持式动态和静态压力测试仪
EC4516 |  | ISO 9241-307 Surounding light source | VESA-1 | 346 | SH Lab | 86#2F-TCO test lab | III | 2011-01-19 | — | ES JH | Closed | 2011-01-21 13:18 |  | USD | 4200 | microvision | ISO 9241-307 环境光源
EC4517 | 1 | infrared spectrometer | HAAS-2000 800-1650nm |  | SH Lab | 85#5F-ACCE & LUM test lab | III | 2012-01-12 | — | ES JH | Closed | 2011-03-08 10:47 |  | RMB | 268000 | 杭州远方光电信息有限公司 | 红外光谱仪HAAS-2000 800-1650nm
EC4517 | 2 | illuminometer | UV2000Z 380-3000nm |  | SH Lab | 85#5F-ACCE & LUM test lab | I | 2019-05-24 | 2020-05-23 | NIM | Closed | 2011-03-08 10:49 |  | RMB | 268000 | 杭州远方光电信息有限公司 | 照度计UV2000Z 380-3000nm
EC4517 | 3 | illuminometer | UV2000Z 780-3000nm |  | SH Lab | 85#5F-ACCE & LUM test lab | I | 2019-05-24 | 2020-05-23 | NIM | Closed | 2011-03-08 10:48 |  | RMB | 268000 | 杭州远方光电信息有限公司 | 照度计UV2000Z 780-3000nm
EC4518 |  | simpson 228 | 228 | 10-866030 | SH Lab | 86#4F-Multimedia test lab | I | 2019-03-12 | 2020-03-11 | JSMI | Calibrating | 2011-02-12 09:10 |  | RMB | 6800 | simpson | simpson 228
EC4519 |  | spherical probe |  |  | SH Lab | 86#3F-Construction test lab (Ⅱ) | II | 2020-02-16 | 2021-02-15 | ES AW | Closed | 2011-02-17 14:11 | Emergency, CNAS AUDIT with. | RMB | 680 |  | 球形试验指
EC4520 | 1 | Polyethylene disks |  |  | SH Lab | 86#3F-3F Power distribution room | II | 2020-02-16 | 2021-02-15 | ES AW | Closed | 2012-02-06 11:00 | Emergency, CNAS AUDIT with. | RMB | 65 |  | 聚乙烯圆盘
EC4520 | 10 | Polyethylene disks |  |  | SH Lab | 86#3F-3F Power distribution room | II | 2020-02-16 | 2021-02-15 | ES AW | Closed | 2012-02-06 10:56 | Emergency, CNAS AUDIT with. | RMB | 65 |  | 聚乙烯圆盘
EC4520 | 11 | Polyethylene disks |  |  | SH Lab | 86#3F-3F Power distribution room | II | 2020-02-16 | 2021-02-15 | ES AW | Closed | 2012-02-06 10:54 | Emergency, CNAS AUDIT with. | RMB | 65 |  | 聚乙烯圆盘
EC4520 | 12 | Polyethylene disks |  |  | SH Lab | 86#3F-3F Power distribution room | II | 2020-02-16 | 2021-02-15 | ES AW | Closed | 2012-02-06 10:55 | Emergency, CNAS AUDIT with. | RMB | 65 |  | 聚乙烯圆盘
EC4520 | 13 | Polyethylene disks |  |  | SH Lab | 86#3F-3F Power distribution room | II | 2020-02-16 | 2021-02-15 | ES AW | Closed | 2012-02-06 10:53 | Emergency, CNAS AUDIT with. | RMB | 65 |  | 聚乙烯圆盘
EC4520 | 14 | Polyethylene disks |  |  | SH Lab | 86#3F-3F Power distribution room | II | 2020-02-16 | 2021-02-15 | ES AW | Closed | 2012-02-06 10:53 | Emergency, CNAS AUDIT with. | RMB | 65 |  | 聚乙烯圆盘
EC4520 | 15 | Polyethylene disks |  |  | SH Lab | 86#3F-3F Power distribution room | II | 2020-02-16 | 2021-02-15 | ES AW | Closed | 2012-02-06 10:52 | Emergency, CNAS AUDIT with. | RMB | 65 |  | 聚乙烯圆盘
EC4520 | 16 | Polyethylene disks |  |  | SH Lab | 86#3F-3F Power distribution room | II | 2020-02-16 | 2021-02-15 | ES AW | Closed | 2012-02-06 10:51 | Emergency, CNAS AUDIT with. | RMB | 65 |  | 聚乙烯圆盘
EC4520 | 17 | Polyethylene disks |  |  | SH Lab | 86#3F-3F Power distribution room | II | 2020-02-16 | 2021-02-15 | ES AW | Closed | 2012-02-06 10:50 | Emergency, CNAS AUDIT with. | RMB | 65 |  | 聚乙烯圆盘
EC4520 | 18 | Polyethylene disks |  |  | SH Lab | 86#3F-3F Power distribution room | II | 2020-02-16 | 2021-02-15 | ES AW | Closed | 2012-02-06 10:49 | Emergency, CNAS AUDIT with. | RMB | 65 |  | 聚乙烯圆盘
EC4520 | 19 | Polyethylene disks |  |  | SH Lab | 86#3F-3F Power distribution room | II | 2020-02-16 | 2021-02-15 | ES AW | Closed | 2012-02-06 10:47 | Emergency, CNAS AUDIT with. | RMB | 65 |  | 聚乙烯圆盘
EC4520 | 2 | Polyethylene disks |  |  | SH Lab | 86#3F-3F Power distribution room | II | 2020-02-16 | 2021-02-15 | ES AW | Closed | 2012-02-06 11:00 | Emergency, CNAS AUDIT with. | RMB | 65 |  | 聚乙烯圆盘
EC4520 | 20 | Polyethylene disks |  |  | SH Lab | 86#3F-Cooking & HVAC test lab | II | 2020-02-16 | 2021-02-15 | ES AW | Closed | 2011-02-17 14:08 | Emergency, CNAS AUDIT with. | RMB | 65 |  | 聚乙烯圆盘
EC4520 | 3 | Polyethylene disks |  |  | SH Lab | 86#3F-3F Power distribution room | II | 2020-02-16 | 2021-02-15 | ES AW | Closed | 2012-02-06 10:59 | Emergency, CNAS AUDIT with. | RMB | 65 |  | 聚乙烯圆盘
EC4520 | 4 | Polyethylene disks |  |  | SH Lab | 86#3F-3F Power distribution room | II | 2020-02-16 | 2021-02-15 | ES AW | Closed | 2012-02-06 10:59 | Emergency, CNAS AUDIT with. | RMB | 65 |  | 聚乙烯圆盘
EC4520 | 5 | Polyethylene disks |  |  | SH Lab | 86#3F-3F Power distribution room | II | 2020-02-16 | 2021-02-15 | ES AW | Closed | 2012-01-20 17:26 | Emergency, CNAS AUDIT with. | RMB | 65 |  | 聚乙烯圆盘
EC4520 | 6 | Polyethylene disks |  |  | SH Lab | 86#3F-3F Power distribution room | II | 2020-02-16 | 2021-02-15 | ES AW | Closed | 2012-01-20 17:26 | Emergency, CNAS AUDIT with. | RMB | 65 |  | 聚乙烯圆盘
EC4520 | 7 | Polyethylene disks |  |  | SH Lab | 86#3F-3F Power distribution room | II | 2020-02-16 | 2021-02-15 | ES AW | Closed | 2012-01-20 17:26 | Emergency, CNAS AUDIT with. | RMB | 65 |  | 聚乙烯圆盘
EC4520 | 8 | Polyethylene disks |  |  | SH Lab | 86#3F-3F Power distribution room | II | 2020-02-16 | 2021-02-15 | ES AW | Closed | 2012-02-06 10:57 | Emergency, CNAS AUDIT with. | RMB | 65 |  | 聚乙烯圆盘
EC4520 | 9 | Polyethylene disks |  |  | SH Lab | 86#3F-Home appliance test lab | II | 2020-02-16 | 2021-02-15 | ES AW | Closed |  | Emergency, CNAS AUDIT with. | RMB | 65 |  | 聚乙烯圆盘
EC4521 |  | straight rod |  |  | SH Lab | 86#3F-Construction test lab (Ⅱ) | II | 2020-02-16 | 2021-02-15 | ES AW | Closed | 2011-02-17 14:10 | Emergency, CNAS audit with. | RMB | 420 |  | 测试杆
EC4522 |  | steel rod |  |  | SH Lab | 86#3F-Construction test lab (Ⅱ) | II | 2012-02-16 | — | ES LWF | Out of service | 2011-02-17 14:09 | Emergency, CNAS audit with. | RMB | 480 |  | 测试棒
EC4523 |  | 60601-2-10 testing load |  |  | SH Lab | 86#1F-General test lab | II | 2019-04-11 | 2020-04-10 | ES AW | Closed | 2011-02-17 13:28 |  | RMB | 300 | its | 60601-2-10 测试负载
EC4524 |  | Arrangement for checking damage to conductors |  |  | SH Lab | 85#5F-ACCE & LUM test lab | II | 2019-05-09 | 2020-05-08 | ES AW | Closed | 2011-05-11 13:41 | 因之前设备使用情况有限，现需改进设备增加设备测试范畴 | RMB | 12252.35 |  | 接线端子导线安全性测试设备
EC4525 |  | Temperature apparatus for rangehoods |  |  | SH Lab | 86#3F-Heating & motor test lab | III | 2011-05-18 | — | ES LWF | Closed | 2011-08-04 13:13 | Urgent need for CNAS Audit and testing | RMB | 24000 |  | 抽油烟机测试装置
EC4525 | 1 | Temperature apparatus for rangehoods |  |  | SH Lab | 86#3F-Cooking & HVAC test lab | III | 2011-05-18 | — | ES LWF | Closed |  | Urgent need for CNAS Audit and testing | RMB | 24000 |  | 抽油烟机测试装置-锅子
EC4525 | 2 | Temperature apparatus for rangehoods |  |  | SH Lab | 86#3F-Cooking & HVAC test lab | III | 2011-05-18 | — | ES LWF | Closed |  | Urgent need for CNAS Audit and testing | RMB | 24000 |  | 抽油烟机测试装置-锅子
EC4525 | 3 | Temperature apparatus for rangehoods |  |  | SH Lab | 86#3F-Cooking & HVAC test lab | III | 2011-05-18 | — | ES LWF | Closed |  | Urgent need for CNAS Audit and testing | RMB | 24000 |  | 抽油烟机测试装置-锅子
EC4525 | 4 | Temperature apparatus for rangehoods |  |  | SH Lab | 86#3F-Cooking & HVAC test lab | III | 2011-05-18 | — | ES LWF | Closed |  | Urgent need for CNAS Audit and testing | RMB | 24000 |  | 抽油烟机测试装置-锅子
EC4525 | 5 | Temperature apparatus for rangehoods |  |  | SH Lab | 86#3F-Cooking & HVAC test lab | III | 2011-05-18 | — | ES LWF | Closed |  | Urgent need for CNAS Audit and testing | RMB | 24000 |  | 抽油烟机测试装置-锅子
EC4525 | 6 | Temperature apparatus for rangehoods |  |  | SH Lab | 86#3F-Cooking & HVAC test lab | III | 2011-05-18 | — | ES LWF | Closed |  | Urgent need for CNAS Audit and testing | RMB | 24000 |  | 抽油烟机测试装置-锅子
EC4526 |  | Balance scale | TCS-15 | 201000226 | SH Lab | 86#2F-Power supply test lab | I | 2019-05-15 | 2020-05-14 | JSMI | Closed | 2011-03-07 14:31 |  | RMB | 1100 | 上海凯士电子有限公司 | 天平秤
EC4527 |  | Ambient temperature barrel for test corner |  |  | XM Lab | Xiamen test lab | III | 2011-03-16 | — | ES JH | Closed | 2011-03-24 11:05 |  | RMB | 150 |  | 试验角用环境温度测试用小桶
EC4528 |  | Ambient temperature barrel for test corner |  |  | XM Lab | Xiamen test lab | III | 2011-03-16 | — | ES JH | Closed | 2011-03-24 11:06 |  | RMB | 150 |  | 试验角用环境温度测试用小桶
EC4529 |  | Ambient temperature barrel for test corner |  |  | XM Lab | Xiamen test lab | III | 2011-03-16 | — | ES JH | Closed | 2011-03-24 11:07 |  | RMB | 150 |  | 试验角用环境温度测试用小桶
EC4530 |  | Pyranometer | MS-802 | F10119 | SH Lab | Shibei PV lab | I | 2019-10-30 | 2020-10-29 | SIMT | Closed | 2011-04-06 14:58 |  | RMB | 33000 | EKO | 照度计
EC4531 |  | Flexing machine |  |  | SH Lab | 86#1F-General test lab | II | 2019-05-10 | 2020-05-09 | ES AW | Closed | 2011-05-19 15:09 |  | RMB | 28000 | 上海项葵测试仪器经销部 | 弯折机
EC4532 |  | UV--B Sener | GCK-1 | 11245 | SH Lab | Shibei PV lab | I | 2017-03-17 | — | NIM | Out of service | 2011-07-27 16:05 | 297nm 2018.3.29封存 | RMB | 8000 | 北京奥博迪光电技术有限公司 | UV--B 探头
EC4533 |  | Digital transformer | 3284 |  | SH Lab | 86#2F-Power supply test lab | I | 2019-04-28 | 2020-04-27 | SIMT | Closed | 2011-04-28 09:59 |  | RMB | 4598 | hioki | 数字互感器
EC4534 |  | Digital Multimeter | f287 |  | SH Lab | 86#2F-Power supply test lab | II | 2019-04-08 | 2020-04-07 | EC JZ | Closed | 2011-04-11 19:30 |  | RMB | 3500 | fluke | 数字万用表
EC4535 |  | Collimator |  |  | CN FAC | 86#4F-Calibration room | I | 2019-02-01 | — | SIMT | Out of service | 2011-12-27 16:49 | 封存 | RMB | 11000 |  | 自准直仪
EC4536 | 1 | weight 5kg (M2) |  |  | SH Lab | 86#1F-Tools & machinery test lab | III | 2016-04-11 | — | ES CZ | Closed | 2011-04-19 14:06 |  | RMB | 52.08 |  | 砝码 5kg （M2）
EC4536 | 10 | weight 5kg (M2) |  |  | SH Lab | 86#1F-Tools & machinery test lab | III | 2016-04-11 | — | ES CZ | Closed | 2011-04-19 14:12 |  | RMB | 52.08 |  | 砝码 5kg （M2）
EC4536 | 11 | weight 5kg (M2) |  |  | SH Lab | 86#1F-Tools & machinery test lab | III | 2016-04-11 | — | ES CZ | Closed | 2011-04-19 14:12 |  | RMB | 52.08 |  | 砝码 5kg （M2）
EC4536 | 12 | weight 5kg (M2) |  |  | SH Lab | 86#1F-Tools & machinery test lab | III | 2016-04-11 | — | ES CZ | Closed | 2011-04-19 14:12 |  | RMB | 52.08 |  | 砝码 5kg （M2）
EC4536 | 13 | weight 5kg (M2) |  |  | SH Lab | 86#1F-Tools & machinery test lab | III | 2016-04-11 | — | ES CZ | Closed | 2011-04-19 14:12 |  | RMB | 52.08 |  | 砝码 5kg （M2）
EC4536 | 14 | weight 5kg (M2) |  |  | SH Lab | 86#1F-Tools & machinery test lab | III | 2016-04-11 | — | ES CZ | Closed | 2011-04-19 14:12 |  | RMB | 52.08 |  | 砝码 5kg （M2）
EC4536 | 15 | weight 5kg (M2) |  |  | SH Lab | 86#1F-Tools & machinery test lab | III | 2016-04-11 | — | ES CZ | Closed | 2011-04-19 14:13 |  | RMB | 52.08 |  | 砝码 5kg （M2）
EC4536 | 16 | weight 5kg (M2) |  |  | SH Lab | 86#1F-Tools & machinery test lab | III | 2016-04-11 | — | ES CZ | Closed | 2011-04-19 14:13 |  | RMB | 52.08 |  | 砝码 5kg （M2）
EC4536 | 17 | weight 5kg (M2) |  |  | SH Lab | 86#1F-Tools & machinery test lab | III | 2016-04-11 | — | ES CZ | Closed | 2011-04-19 14:13 |  | RMB | 52.08 |  | 砝码 5kg （M2）
EC4536 | 18 | weight 5kg (M2) |  |  | SH Lab | 86#1F-Tools & machinery test lab | III | 2016-04-11 | — | ES CZ | Closed | 2011-04-19 14:13 |  | RMB | 52.08 |  | 砝码 5kg （M2）
EC4536 | 19 | weight 5kg (M2) |  |  | SH Lab | 86#1F-Tools & machinery test lab | III | 2016-04-11 | — | ES CZ | Closed | 2011-04-19 14:13 |  | RMB | 52.08 |  | 砝码 5kg （M2）
EC4536 | 2 | weight 5kg (M2) |  |  | SH Lab | 86#1F-Tools & machinery test lab | III | 2016-04-11 | — | ES CZ | Closed | 2011-04-19 14:07 |  | RMB | 52.08 |  | 砝码 5kg （M2）
EC4536 | 20 | weight 5kg (M2) |  |  | SH Lab | 86#1F-Tools & machinery test lab | III | 2016-04-11 | — | ES CZ | Closed | 2011-04-19 14:14 |  | RMB | 52.08 |  | 砝码 5kg （M2）
EC4536 | 21 | weight 5kg (M2) |  |  | SH Lab | 86#1F-Tools & machinery test lab | III | 2016-04-11 | — | ES CZ | Closed | 2011-04-19 14:14 |  | RMB | 52.08 |  | 砝码 5kg （M2）
EC4536 | 22 | weight 5kg (M2) |  |  | SH Lab | 86#1F-Tools & machinery test lab | III | 2016-04-11 | — | ES CZ | Closed | 2011-04-19 14:14 |  | RMB | 52.08 |  | 砝码 5kg （M2）
EC4536 | 23 | weight 5kg (M2) |  |  | SH Lab | 86#1F-Tools & machinery test lab | III | 2016-04-11 | — | ES CZ | Closed | 2011-04-19 14:14 |  | RMB | 52.08 |  | 砝码 5kg （M2）
EC4536 | 24 | weight 5kg (M2) |  |  | SH Lab | 86#1F-Tools & machinery test lab | III | 2016-04-11 | — | ES CZ | Closed | 2011-04-19 14:14 |  | RMB | 52.08 |  | 砝码 5kg （M2）
EC4536 | 25 | weight 5kg (M2) |  |  | SH Lab | 86#1F-Tools & machinery test lab | III | 2016-04-11 | — | ES CZ | Closed | 2011-04-19 14:14 |  | RMB | 52.08 |  | 砝码 5kg （M2）
EC4536 | 3 | weight 5kg (M2) |  |  | SH Lab | 86#1F-Tools & machinery test lab | III | 2016-04-11 | — | ES CZ | Closed | 2011-04-19 14:10 |  | RMB | 52.08 |  | 砝码 5kg （M2）
EC4536 | 4 | weight 5kg (M2) |  |  | SH Lab | 86#1F-Tools & machinery test lab | III | 2016-04-11 | — | ES CZ | Closed | 2011-04-19 14:10 |  | RMB | 52.08 |  | 砝码 5kg （M2）
EC4536 | 5 | weight 5kg (M2) |  |  | SH Lab | 86#1F-Tools & machinery test lab | III | 2016-04-11 | — | ES CZ | Closed | 2011-04-19 14:11 |  | RMB | 52.08 |  | 砝码 5kg （M2）
EC4536 | 6 | weight 5kg (M2) |  |  | SH Lab | 86#1F-Tools & machinery test lab | III | 2016-04-11 | — | ES CZ | Closed | 2011-04-19 14:11 |  | RMB | 52.08 |  | 砝码 5kg （M2）
EC4536 | 7 | weight 5kg (M2) |  |  | SH Lab | 86#1F-Tools & machinery test lab | III | 2016-04-11 | — | ES CZ | Closed | 2011-04-19 14:11 |  | RMB | 52.08 |  | 砝码 5kg （M2）
EC4536 | 8 | weight 5kg (M2) |  |  | SH Lab | 86#1F-Tools & machinery test lab | III | 2016-04-11 | — | ES CZ | Closed | 2011-04-19 14:11 |  | RMB | 52.08 |  | 砝码 5kg （M2）
EC4536 | 9 | weight 5kg (M2) |  |  | SH Lab | 86#1F-Tools & machinery test lab | III | 2016-04-11 | — | ES CZ | Closed | 2011-04-19 14:12 |  | RMB | 52.08 |  | 砝码 5kg （M2）
EC4537 | 1 | WEUGHT 5KG (M3) |  |  | SH Lab | 51#7F-PPT test lab | III | 2016-04-11 | — | ES HG | Closed | 2011-04-19 14:22 |  | RMB | 52.08 |  | 砝码 5kg (m3)
EC4537 | 10 | WEUGHT 5KG (M3) |  |  | SH Lab | 51#7F-PPT test lab | III | 2016-04-11 | — | ES HG | Closed | 2011-04-19 14:21 |  | RMB | 52.08 |  | 砝码 5kg (m3)
EC4537 | 11 | WEUGHT 5KG (M3) |  |  | SH Lab | 51#7F-PPT test lab | III | 2016-04-11 | — | ES HG | Closed | 2011-04-19 14:21 |  | RMB | 52.08 |  | 砝码 5kg (m3)
EC4537 | 12 | WEUGHT 5KG (M3) |  |  | SH Lab | 51#7F-PPT test lab | III | 2016-04-11 | — | ES HG | Closed | 2011-04-19 14:21 |  | RMB | 52.08 |  | 砝码 5kg (m3)
EC4537 | 13 | WEUGHT 5KG (M3) |  |  | SH Lab | 51#7F-PPT test lab | III | 2016-04-11 | — | ES HG | Closed | 2011-04-19 14:20 |  | RMB | 52.08 |  | 砝码 5kg (m3)
EC4537 | 14 | WEUGHT 5KG (M3) |  |  | SH Lab | 51#7F-PPT test lab | III | 2016-04-11 | — | ES HG | Closed | 2011-04-19 14:20 |  | RMB | 52.08 |  | 砝码 5kg (m3)
EC4537 | 15 | WEUGHT 5KG (M3) |  |  | SH Lab | 51#7F-PPT test lab | III | 2016-04-11 | — | ES HG | Closed | 2011-04-19 14:20 |  | RMB | 52.08 |  | 砝码 5kg (m3)
EC4537 | 16 | WEUGHT 5KG (M3) |  |  | SH Lab | 51#7F-PPT test lab | III | 2016-04-11 | — | ES HG | Closed | 2011-04-19 14:20 |  | RMB | 52.08 |  | 砝码 5kg (m3)
EC4537 | 17 | WEUGHT 5KG (M3) |  |  | SH Lab | 51#7F-PPT test lab | III | 2016-04-11 | — | ES HG | Closed | 2011-04-19 14:20 |  | RMB | 52.08 |  | 砝码 5kg (m3)
EC4537 | 18 | WEUGHT 5KG (M3) |  |  | SH Lab | 51#7F-PPT test lab | III | 2016-04-11 | — | ES HG | Closed | 2011-04-19 14:20 |  | RMB | 52.08 |  | 砝码 5kg (m3)
EC4537 | 19 | WEUGHT 5KG (M3) |  |  | SH Lab | 51#7F-PPT test lab | III | 2016-04-11 | — | ES HG | Closed | 2011-04-19 14:20 |  | RMB | 52.08 |  | 砝码 5kg (m3)
EC4537 | 2 | WEUGHT 5KG (M3) |  |  | SH Lab | 51#7F-PPT test lab | III | 2016-04-11 | — | ES HG | Closed | 2011-04-19 14:22 |  | RMB | 52.08 |  | 砝码 5kg (m3)
EC4537 | 20 | WEUGHT 5KG (M3) |  |  | SH Lab | 51#7F-PPT test lab | III | 2016-04-11 | — | ES HG | Closed | 2011-04-19 14:19 |  | RMB | 52.08 |  | 砝码 5kg (m3)
EC4537 | 21 | WEUGHT 5KG (M3) |  |  | SH Lab | 51#7F-PPT test lab | III | 2016-04-11 | — | ES HG | Closed | 2011-04-19 14:19 |  | RMB | 52.08 |  | 砝码 5kg (m3)
EC4537 | 22 | WEUGHT 5KG (M3) |  |  | SH Lab | 51#7F-PPT test lab | III | 2016-04-11 | — | ES HG | Closed | 2011-04-19 14:19 |  | RMB | 52.08 |  | 砝码 5kg (m3)
EC4537 | 23 | WEUGHT 5KG (M3) |  |  | SH Lab | 51#7F-PPT test lab | III | 2016-04-11 | — | ES HG | Closed | 2011-04-19 14:19 |  | RMB | 52.08 |  | 砝码 5kg (m3)
EC4537 | 24 | WEUGHT 5KG (M3) |  |  | SH Lab | 51#7F-PPT test lab | III | 2016-04-11 | — | ES HG | Closed | 2011-04-19 14:19 |  | RMB | 52.08 |  | 砝码 5kg (m3)
EC4537 | 25 | WEUGHT 5KG (M3) |  |  | SH Lab | 51#7F-PPT test lab | III | 2016-04-11 | — | ES HG | Closed | 2011-04-19 14:15 |  | RMB | 52.08 |  | 砝码 5kg (m3)
EC4537 | 3 | WEUGHT 5KG (M3) |  |  | SH Lab | 51#7F-PPT test lab | III | 2016-04-11 | — | ES HG | Closed |  |  | RMB | 52.08 |  | 砝码 5kg (m3)
EC4537 | 4 | WEUGHT 5KG (M3) |  |  | SH Lab | 51#7F-PPT test lab | III | 2016-04-11 | — | ES HG | Closed | 2011-04-19 14:22 |  | RMB | 52.08 |  | 砝码 5kg (m3)
EC4537 | 5 | WEUGHT 5KG (M3) |  |  | SH Lab | 51#7F-PPT test lab | III | 2016-04-11 | — | ES HG | Closed |  |  | RMB | 52.08 |  | 砝码 5kg (m3)
EC4537 | 6 | WEUGHT 5KG (M3) |  |  | SH Lab | 51#7F-PPT test lab | III | 2016-04-11 | — | ES HG | Closed | 2011-04-19 14:21 |  | RMB | 52.08 |  | 砝码 5kg (m3)
EC4537 | 7 | WEUGHT 5KG (M3) |  |  | SH Lab | 51#7F-PPT test lab | III | 2016-04-11 | — | ES HG | Closed | 2011-04-19 14:21 |  | RMB | 52.08 |  | 砝码 5kg (m3)
EC4537 | 8 | WEUGHT 5KG (M3) |  |  | SH Lab | 51#7F-PPT test lab | III | 2016-04-11 | — | ES HG | Closed | 2011-04-19 14:21 |  | RMB | 52.08 |  | 砝码 5kg (m3)
EC4537 | 9 | WEUGHT 5KG (M3) |  |  | SH Lab | 51#7F-PPT test lab | III | 2016-04-11 | — | ES HG | Closed | 2011-04-19 14:21 |  | RMB | 52.08 |  | 砝码 5kg (m3)
EC4538 |  | Foot probe |  |  | SH Lab |  | II | 2011-04-11 | — | ES LWF | Out of service |  |  | RMB | 1900 |  | 试验脚
EC4539 |  | DC power source | 60V/120A | 2011004009 | SH Lab | 86#1F-Tools & machinery test lab | I | 2019-05-15 | 2020-05-14 | JSMI | Closed |  |  | RMB | 14625 | 上海沪仪科技有限公司 | 直流电源
EC4540 |  | DC load |  |  | SH Lab | 86#4F-Multimedia test lab | I | 2019-04-09 | 2020-04-08 | JSMI | Closed | 2011-05-27 10:16 |  | USD | 4090 | chroma | 直流负载
EC4541 |  | DC power source |  |  | SH Lab | 86#4F-Multimedia test lab | I | 2019-05-15 | 2020-05-14 | JSMI | Closed | 2011-06-10 11:16 |  | USD | 2399.4 | chroma | 直流电源
EC4542 |  | Fixture for Thermocouple |  |  | SH Lab | 51#7F-PPT test lab | III | 2011-04-22 | — | ES LWF | Closed | 2011-04-22 15:53 |  | RMB | 600 |  | 热电偶支架
EC4543 |  | Fixture for Thermocouple |  |  | SH Lab | 51#7F-PPT test lab | III | 2011-04-22 | — | ES LWF | Closed | 2011-04-22 15:48 |  | RMB | 600 |  | 热电偶支架
EC4544 |  | mast |  |  | SH Lab | Shibei PV lab | III | 2011-04-18 | — | ES LWF | Closed | 2011-04-18 10:31 |  | RMB | 1950 |  | 风向风速仪支撑杆
EC4545 |  | NOCT testing rack |  |  | SH Lab | Shibei PV lab | III | 2011-04-18 | — | ES LWF | Disposal | 2011-04-18 10:29 |  | RMB | 39000 |  | NOCT室外测试架
EC4546 |  | Temperature Chamber | HR-WP-VSR83-01-19-HHH-T-B-U | SH11040203 | XM Lab | Xiamen test lab | II | 2019-04-05 | 2020-04-04 | ES AW | Closed | 2011-05-11 15:52 | 可实现3 路监控.能把数据导到电脑存储. 能连续记录最少30天的数据. | RMB | 2800 | 上海虹润精密仪器有限公司 | 无纸温度记录仪
EC4547 |  | Data Acquisition/Switch Unit | 34970A | MY44058400 | XM Lab | Xiamen test lab | II | 2019-04-20 | 2020-04-19 | ES AW | Closed | 2011-05-03 14:16 | Agilent BenchLink Data Logger 3版本4.2.00 | RMB | 12600 | Agilent Technologies | 数据采集仪
EC4547 | 1 | thermal coupler module | 34901A | MY41131746 | XM Lab | Xiamen test lab | III | 2011-04-19 | — | ES AW | Closed | 2011-05-03 14:21 | 带测试板一块. | RMB | 4050 | Agilent Technologies | 测试模块
EC4548 |  | Flammable gas test facility for refrigerator |  |  | SH Lab | 86#3F-Cooking & HVAC test lab | I | 2015-04-23 | — | SIMT | Out of service | 2011-06-07 10:49 | 封存； | RMB | 33800 |  | 冰箱防可燃气体设备
EC4549 |  | Temperature and Humidity Recorder | ZJ1-2B | 201102073 | SH Lab | 51#7F-PPT test lab | I | 2019-05-30 | 2020-05-29 | JSMI | Closed | 2011-05-23 15:29 | ZJ1-2B | RMB | 1650 | 上海气象仪器厂有限公司 | 温湿度记录仪
EC4550 |  | Temperature and Humidity Recorder | ZJ1-2B | 201102146 | SH Lab | 51#7F-PPT test lab | I | 2019-06-21 | 2020-06-20 | JSMI | Closed | 2011-05-04 14:52 | ZJ1-2B | RMB | 1650 | 上海气象仪器厂有限公司 | 温湿度记录仪
EC4551 |  | Temperature and Humidity Recorder | ZJ1-2B | 201010038 | SH Lab | 51#7F-PPT test lab | I | 2016-04-18 | — | SQI | Out of service | 2011-05-04 14:54 | ZJ1-2B、封存； | RMB | 1650 | 上海气象仪器厂有限公司 | 温湿度记录仪
EC4552 |  | temperature and humidity recorder | ZJ1-2B | 201102077 | SH Lab | 51#7F-PPT test lab | I | 2016-04-18 | — | SQI | Out of service | 2011-05-04 14:54 | ZJ1-2B、封存； | RMB | 1650 | 上海气象仪器厂有限公司 | 温湿度记录仪
EC4553 |  | AC/DC digital power meter | 760401-H/C2/HRM | 91L242734 | SH Lab | 51#7F-LUM test lab | I | 2019-07-10 | 2020-07-09 | JSMI | Closed | 2011-05-16 14:14 |  | RMB | 19500 | YOKOGAWA | 数字功率表
EC4554 |  | Iron solleplate temperature testing base |  |  | SH Lab | 51#7F-PPT test lab | III | 2011-05-26 | — | ES LWF | Closed | 2011-06-13 09:53 |  | RMB | 1900 |  | 电熨斗底板温度测试底座
EC4555 |  | Brush-cutters and grass-trimmer--Cutting attachment guard strength |  |  | SH Lab | 86#1F-Environment test lab | III | 2011-05-04 | — | ES LWF | Closed | 2011-05-09 16:21 |  | RMB | 1650 |  | 割灌机护罩冲击设备
EC4556 |  | Conductivity Meter | 240 |  | XM Lab | Xiamen test lab | I | 2016-10-19 | — | JSMI | Disposal | 2011-05-24 16:20 |  | RMB | 8000 | TESTO | 电导率仪
EC4557 |  | Metal cylinder |  |  | SH Lab | 51#7F-CM test lab | II | 2019-05-25 | 2020-05-24 | EC JZ | Closed | 2011-08-12 09:03 |  | RMB | 850 |  | 金属圆柱
EC4558 |  | Metal cylinder |  |  | SH Lab | 51#7F-CM test lab | II | 2019-05-25 | 2020-05-24 | EC JZ | Closed | 2011-08-12 09:04 |  | RMB | 850 |  | 金属圆柱
EC4559 |  | Test Gauge |  |  | SH Lab | 86#2F-Performance test lab | II | 2019-05-25 | 2020-05-24 | ES AW | Closed | 2011-06-09 14:29 | This test gauge, is a part of the EC4085 equipment. | RMB | 660 |  | 测试量块
EC4560 |  | 8mm Test Rod |  |  | XM Lab | Xiamen test lab | II | 2019-06-16 | 2020-06-15 | ES AW | Closed | 2011-06-20 09:10 |  | RMB | 500 |  | 8mm 测试棒
EC4561 |  | 9.5mm Test Rod |  |  | XM Lab | Xiamen test lab | II | 2019-06-16 | 2020-06-15 | ES AW | Closed | 2011-06-20 09:11 |  | RMB | 550 |  | 9.5mm 测试棒
EC4562 |  | Test Rod |  |  | XM Lab | Xiamen test lab | II | 2019-06-16 | 2020-06-15 | EC JZ | Closed | 2011-06-20 09:15 |  | RMB | 1260 |  | 测试棒
EC4563 |  | Callipers | 0-200mm | 10070393 | SH Lab | 51#7F-CM test lab | I | 2016-11-24 | — | JSMI | Out of service | 2011-05-25 11:21 |  | RMB | 392 | 上海量具刃具厂 | 数显卡尺
EC4564 |  | Tape | L16-35 |  | SH Lab | 51#7F-CM test lab | I | 2014-05-15 | — | SIMT | Out of service | 2011-05-23 11:10 |  | RMB | 28 | 上海田岛工具有限公司 | 卷尺
EC4565 |  | Test Rod |  |  | XM Lab | Xiamen test lab | II | 2019-06-16 | 2020-06-15 | EC JZ | Closed | 2011-06-20 09:15 |  | RMB | 1450 |  | 测试棒
EC4566 |  | Mixing bowl |  |  | XM Lab | Xiamen test lab | III | 2011-05-25 | — | ES LWF | Closed | 2011-06-20 09:08 |  | RMB | 800 |  | 搅拌碗
EC4567 |  | Test probe |  |  | XM Lab | Xiamen test lab | II | 2019-06-16 | 2020-06-15 | EC JZ | Closed | 2011-06-20 09:11 |  | RMB | 480 |  | 测试探针
EC4568 |  | Mixing bowl |  |  | XM Lab | Xiamen test lab | III | 2011-05-25 | — | ES LWF | Closed | 2011-06-20 09:08 |  | RMB | 600 |  | 搅拌碗
EC4569 |  | Callipers | 0-200mm | 10070414 | SH Lab | 51#7F-CM test lab | I | 2015-05-06 | — | SQI | Out of service | 2011-05-27 11:12 |  | RMB | 392 | 上海量具刃具厂 | 数显卡尺
EC4570 |  | Callipers | 0-200mm | 10070363 | SH Lab | 51#7F-PPT test lab | I | 2019-05-30 | 2020-05-29 | JSMI | Closed | 2011-05-27 11:12 |  | RMB | 392 | 上海量具刃具厂 | 数显卡尺
EC4571 |  | Probe (European std) |  |  | SH Lab | 86#1F-Garden tools test lab (Ⅰ) | II | 2019-05-09 | 2020-05-08 | EC JZ | Closed | 2011-05-18 17:16 |  | RMB | 1200 |  | 欧标触指
EC4572 |  | Test Probe 11 |  |  | SH Lab | 86#1F-Tools & machinery test lab | II | 2019-05-09 | 2020-05-08 | EC JZ | Closed | 2011-05-18 17:16 |  | RMB | 600 |  | 无关节触指
EC4573 |  | Test probe |  |  | YY Eng | Yuyao test lab | II | 2019-05-09 | 2020-05-08 | EC JZ | Closed | 2011-05-19 10:00 | EN 60335-2-9/A13, EN60335-2-23/A11等最新标准要用到 | RMB | 1800 |  | Test probe
EC4574 |  | Test pin |  |  | SH Lab | 51#7F-CM test lab | II | 2019-05-09 | — | EC JZ | Can not be found | 2011-05-18 17:15 |  | RMB | 250 |  | 测试针
EC4575 |  | Height caliper |  | WY-409 | SH Lab | 86#2F-TCO test lab | I | 2019-04-25 | 2020-04-24 | JSMI | Closed | 2011-06-29 13:16 |  | RMB | 1 |  | 高度游标卡尺
EC4576 |  | Resistance Box |  |  | XM Lab | Xiamen test lab | II | 2019-05-23 | 2020-05-22 | EC JK | Closed | 2011-05-27 17:02 |  | RMB | 500 | Intertek SH | 电阻盒(50KΩ,10W)
EC4577 |  | Electronic inclinometer | e level module | 100800002 | SH Lab | 86#2F-Construction test lab(Ⅰ) | I | 2012-05-29 | — | JSMI | Out of service | 2011-06-08 14:39 |  | RMB | 1684.8 |  | 倾斜计 角度仪
EC4578 |  | AC/DC digital power meter | 8716CT | 871009617 | SH Lab | 51#7F-PPT test lab | II | 2019-06-04 | 2020-06-03 | EC JZ | Closed | 2011-06-29 10:12 | 青智QingZhi 8716CT | RMB | 2400 | 青岛青智仪器有限公司 | 交直数字电参数仪
EC4579 |  | AC/DC digital power meter | 8716CT | 871009616 | SH Lab | 51#7F-PPT test lab | II | 2019-06-04 | 2020-06-03 | EC JZ | Closed | 2011-06-29 10:13 | 青智QingZhi 8716CT | RMB | 2400 | 青岛青智仪器有限公司 | 交直数字电参数仪
EC4580 |  | AC/DC digital power meter | 8716CT | 871009619 | SH Lab | 51#7F-PPT test lab | II | 2019-06-04 | 2020-06-03 | EC JZ | Closed | 2011-06-29 10:13 | 青智QingZhi 8716CT | RMB | 2400 | 青岛青智仪器有限公司 | 交直数字电参数仪
EC4581 |  | AC/DC digital power meter | 8716CT |  | SH Lab | 51#7F-PPT test lab | II | 2019-06-04 | 2020-06-03 | EC JZ | Closed | 2011-06-29 10:14 | 青智QingZhi 8716CT | RMB | 2400 | 青岛青智仪器有限公司 | 交直数字电参数仪
EC4582 | 1 | Glass lens |  |  | XM Lab | Xiamen test lab | III | 2011-05-27 | — | ES JH | Closed | 2011-06-07 17:02 |  | RMB | 15 | 上海市闵行区钻兰秀五金经营部 | 玻璃片(210*210*3)
EC4582 | 2 | Glass lens |  |  | XM Lab | Xiamen test lab | III | 2011-05-27 | — | ES JH | Closed | 2011-06-07 17:03 |  | RMB | 15 |  | 玻璃片(210*210*3)
EC4582 | 3 | Glass lens |  |  | XM Lab | Xiamen test lab | III | 2011-05-27 | — | ES JH | Closed | 2011-06-07 17:03 |  | RMB | 15 | 上海市闵行区钻兰秀五金经营部 | 玻璃片(210*210*3)
EC4582 | 4 | Glass lens |  |  | XM Lab | Xiamen test lab | III | 2011-05-27 | — | ES JH | Closed | 2011-06-07 17:03 |  | RMB | 15 | 上海市闵行区钻兰秀五金经营部 | 玻璃片(210*210*3)
EC4583 | 1 | Glass lens |  |  | XM Lab | Xiamen test lab | III | 2011-05-27 | — | ES JH | Closed | 2011-06-07 17:02 |  | RMB | 18 | 上海市闵行区钻兰秀五金经营部 | 玻璃片(160*160*3)
EC4583 | 2 | Glass lens |  |  | XM Lab | Xiamen test lab | III | 2011-05-27 | — | ES JH | Closed | 2011-06-07 17:04 |  | RMB | 18 | 上海市闵行区钻兰秀五金经营部 | 玻璃片(160*160*3)
EC4583 | 3 | Glass lens |  |  | XM Lab | Xiamen test lab | III | 2011-05-27 | — | ES JH | Closed | 2011-06-07 17:04 |  | RMB | 18 | 上海市闵行区钻兰秀五金经营部 | 玻璃片(160*160*3)
EC4583 | 4 | Glass lens |  |  | XM Lab | Xiamen test lab | III | 2011-05-27 | — | ES JH | Closed | 2011-06-07 17:04 |  | RMB | 18 | 上海市闵行区钻兰秀五金经营部 | 玻璃片(160*160*3)
EC4584 |  | aluminium plate |  |  | SH Lab | 86#2F-Garden tools test lab (Ⅱ) | III | 2011-05-30 | — | ES LWF | Closed | 2011-05-31 09:48 | 需要做成可折叠式，见附件 | RMB | 1900 |  | 铝板
EC4585 |  | Sieve ( 50 core) |  |  | XM Lab | Xiamen test lab | III | 2011-05-30 | — | ES LWF | Closed | 2011-06-20 09:06 |  | RMB | 500 |  | 筛子( 50 core)
EC4586 |  | Sieve (80 core) |  |  | XM Lab | Xiamen test lab | III | 2011-05-30 | — | ES LWF | Closed | 2011-06-20 09:05 |  | RMB | 500 |  | 筛子 (80 core)
EC4587 |  | Torque Screw Driver | N12LTDK | 10G050 | SH Lab | 86#1F-Tools & machinery test lab | I | 2018-10-31 | 2019-10-30 | JSMI | Closed | 2011-06-21 15:49 |  | RMB | 1150 | KANON | 扭矩螺丝刀
EC4588 |  | Torque Screw Driver | N30LTDK | 10H022 | SH Lab | 51#7F-CM test lab | I | 2019-10-17 | 2020-10-16 | JSMI | Closed | 2011-06-21 15:50 |  | RMB | 1200 | KANON | 扭矩螺丝刀
EC4589 |  | Hi pot tester | ZHZ8-1KVA-5KVA | N00513 | SH Lab | 51#7F-CM test lab | I | 2019-06-05 | 2020-06-04 | JSMI | Closed | 2011-06-21 15:48 |  | RMB | 3600 | 上海安表电子有限公司 | 耐压仪
EC4590 |  | AC frequency converter | AFC-31030 |  | SH Lab | 51#7F-PPT test lab | III | 2011-06-17 | — | ES JH | Closed | 2011-06-29 10:11 | 艾普斯AFC | RMB | 70000 | 艾普斯 | 变频电源
EC4591 |  | Test probe A |  |  | YY Eng | CIXI test lab | II | 2019-04-06 | 2020-04-05 | EC JK | Closed | 2011-06-15 09:14 | EN 60335-2-9等标准要用到 | RMB | 800 |  | Test probe A
EC4592 |  | isolation transformer | 10KVA |  | SH Lab | 51#7F-PPT test lab | III | 2011-06-28 | — | ES JH | Closed | 2011-07-12 10:59 |  | RMB | 4800 | 上海弘乐电气有限公司 | 隔离变压器
EC4593 |  | Ambient Temperature and Humidity Tester | ZJ1-2B | 201103006 | SH Lab | 51#7F-PPT test lab | I | 2013-06-19 | — | SQI | Out of service | 2011-07-12 11:12 | 2014.10.21 Location 由CM实验室改为PPT 实验室 | RMB | 1650 | 上海气象仪器厂有限公司 | 环境温度湿度计
EC4594 |  | Ambient Temperature and Humidity Tester | ZJ1-2B | 201103134 | SH Lab | 51#7F-PPT test lab | I | 2019-08-21 | 2020-08-20 | JSMI | Closed | 2011-07-12 11:13 |  | RMB | 1650 | 上海气象仪器厂有限公司 | 环境温度湿度计
EC4595 |  | For U.S.A AC leakage current testing | Simpson 229-2 |  | SH Lab | 51#7F-PPT test lab | I | 2019-07-29 | 2020-07-28 | JSMI | Closed | 2011-08-10 15:38 | Manufacturer:Simpson | RMB | 5100 | Simpson | 交流泄漏电流测试仪
EC4596 |  | Leakage Current Tester (cETLus) | Simpson 229-2 |  | SH Lab | 51#7F-CM test lab | I | 2012-07-16 | — | SIMT | Disposal | 2011-08-10 13:18 |  | RMB | 5100 | Simpson | 泄漏电流仪(美标)
EC4597 |  | Data Acquisition/Switch Unit | 34970A | MY44068405 | SH Lab | 51#7F-PPT test lab | II | 2019-06-16 | 2020-06-15 | ES AW | Closed | 2011-06-24 15:14 | Agilent BenchLink Data Logger 3版本4.2.00 | RMB | 12600 | Agilent | 数据采集仪
EC4598 |  | oscilloscope | 4034B | C010473 | SH Lab | 86#2F-Power supply test lab | I | 2019-06-20 | 2020-06-19 | JSMI | Closed | 2011-07-13 16:08 | 4个标配探头1~4 | RMB | 79300 | Tektronix | 示波器
EC4599 |  | Data acquisition/switch unit | 34970A | MY44060974 | SH Lab | 85#5F-Battery test lab | II | 2019-06-16 | 2020-06-15 | ES AW | Closed | 2011-06-27 12:46 | Agilent BenchLink Data Logger 3版本4.2.00 | RMB | 12480 | Agilent | 数据采集仪
EC4599 | 1 | thermal coupler module | 34901A | MY41132700 | SH Lab | 86#2F-Power supply test lab | III | 2011-06-20 | — | ES AW | Closed | 2011-06-29 15:35 | 配置5块模板 | RMB | 3980 | Agilent | 测试模块
EC4599 | 2 | thermal coupler module | 34901A | MY41132576 | SH Lab | 51#7F-LUM test lab | III | 2011-06-20 | — | ES AW | Closed | 2011-06-29 15:36 | 配置5块模板 | RMB | 3980 | Agilent | 测试模块
EC4600 |  | Data acquisition/switch unit | 34970A | MY44062255 | SH Lab | 85#5F-Battery test lab | II | 2019-06-16 | 2020-06-15 | ES AW | Closed | 2011-06-27 11:13 | Agilent BenchLink Data Logger 3版本4.2.00 | RMB | 12480 | Agilent | 数据采集仪
EC4600 | 1 | thermal coupler module | 34901A | MY41132644 | SH Lab | 86#2F-Power supply test lab | III | 2011-06-16 | — | ES AW | Closed | 2011-06-27 11:16 | 配置5块模板 | RMB | 3980 | Agilent | 测试模块
EC4600 | 2 | thermal coupler module | 34901A | MY41132625 | SH Lab | 86#2F-Power supply test lab | III | 2011-06-20 | — | ES AW | Closed | 2011-06-27 12:40 | 配置5块模板 | RMB | 3980 | Agilent | 测试模块
EC4600 | 3 | thermal coupler module | 34901A | MY41132709 | SH Lab | 86#2F-Power supply test lab | III | 2011-06-20 | — | ES AW | Closed | 2011-06-27 12:40 | 配置5块模板 | RMB | 3980 | Agilent | 测试模块
EC4601 |  | Current Clamp Meter A621 | A621 |  | SH Lab | 86#2F-Power supply test lab | I | 2019-06-20 | 2020-06-19 | SIMT | Closed | 2011-07-22 12:07 |  | RMB | 5229 | TEK | 电流钳形表
EC4602 |  | High Voltage Probe | P6015A | C064815 | SH Lab | 86#2F-Power supply test lab | I | 2019-06-17 | 2020-06-16 | SIMT | Closed | 2011-07-13 16:05 |  | RMB | 13695 | TEK | 高压探头
EC4603 |  | transformer | 10KVA |  | SH Lab | 51#7F-PPT test lab | III | 2011-06-30 | — | ES JH | Closed | 2011-07-12 10:54 |  | RMB | 1990 | 上海弘乐电气有限公司 | 调压器
EC4604 |  | Current Clamp Meter A622 | A622 | 70888303 | SH Lab | 86#2F-Power supply test lab | I | 2019-06-20 | 2020-06-19 | SIMT | Closed | 2011-07-22 12:08 |  | RMB | 5312 | TEK | 电流钳形表
EC4605 |  | Differential Probe P5200 | p5200 | C031064 | SH Lab | 86#2F-Power supply test lab | I | 2019-06-17 | 2020-06-16 | SIMT | Closed | 2011-07-13 16:06 |  | RMB | 7146 | TEK | 差分探头
EC4606 |  | Branch circuit |  |  | XM Lab | Xiamen test lab | III | 2011-06-20 | — | ES JH | Closed | 2011-06-23 10:02 |  | RMB | 591 | Intertek SH（自制） | 多电路测试盒
EC4607 |  | Test probe |  |  | SH Lab | 86#1F-General test lab | II | 2019-06-22 | 2020-06-21 | EC JZ | Closed | 2011-07-28 09:22 |  | RMB | 3200 |  | 3-14岁试验探棒
EC4608 |  | Test probe |  |  | SH Lab | 86#1F-General test lab | II | 2019-06-22 | 2020-06-21 | EC JZ | Closed | 2011-07-28 09:23 |  | RMB | 3200 |  | 14岁以上试验探棒
EC4609 |  | Programmable AC source | 6430 | 643000000993 | SH Lab | 85#5F-ACCE & LUM test lab | I | 2019-07-04 | 2020-07-03 | SQI | Closed | 2011-07-08 16:26 |  | USD | 7800 | chroma | 可编程交流电源
EC4610 |  | transformer | 10KVA |  | SH Lab | 51#7F-PPT test lab | III | 2011-06-30 | — | ES JH | Closed | 2011-07-12 10:55 |  | RMB | 1990 | 上海弘乐电气有限公司 | 调压器
EC4611 |  | transformer | 10KVA |  | SH Lab | 51#7F-PPT test lab | III | 2011-06-30 | — | ES JH | Closed | 2011-07-12 10:56 |  | RMB | 1990 | 上海弘乐电气有限公司 | 调压器
EC4612 |  | transformer | 10KVA |  | SH Lab | 51#7F-PPT test lab | III | 2011-06-30 | — | ES JH | Closed | 2011-07-12 10:57 |  | RMB | 1990 | 上海弘乐电气有限公司 | 调压器
EC4613 |  | GPS | rino530HCx |  | SH Lab | 86#2F-Garden tools test lab (Ⅱ) | I | 2011-10-25 | — | SIMT | Out of service | 2011-07-18 11:05 |  | RMB | 7000 | GARMIN | 定位仪
EC4614 |  | Laser Rangefinders | 1200S |  | IW | BJ IW test lab | I | 2011-10-14 | 2012-10-13 | SIMT | Closed | 2011-07-04 09:13 |  | RMB | 3600 | Nikon | 测距望远镜
EC4615 |  | Air compressor |  |  | SH Lab | 51#7F-PPT test lab | III | 2011-07-04 | — | ES LWF | Closed | 2011-06-30 09:11 | 标配储气罐 | RMB | 36900 |  | 空压机
EC4616 |  | AC/DC digital power meter | WT210 760401 | 91L526832 | SH Lab | 51#7F-PPT test lab | I | 2019-08-19 | 2020-08-18 | JSMI | Closed | 2011-07-29 13:52 | WT210, 积分功能、串口输出和总谐波失真测量模块 | RMB | 19500 | YOKOGAWA | 高精度数字功率表
EC4617 |  | ISTA Vibrostand |  |  | SH Lab | 51#7F-PPT test lab | I | 2019-10-16 | 2020-10-15 | JSMI | Closed | 2011-08-03 10:16 |  | RMB | 10000 |  | ISTA振动台
EC4618 |  | transformer | 10KV |  | SH Lab | 51#7F-PPT test lab | III | 2011-06-30 | — | ES JH | Closed | 2011-07-12 11:02 |  | RMB | 1990 | 上海弘乐电气有限公司 | 调压器
EC4619 |  | Spring hammer |  |  | SH Lab | 86#3F-Construction test lab (Ⅱ) | I | 2019-08-08 | 2020-08-07 | STIEA | Closed | 2011-08-10 16:42 |  | RMB | 2800 |  | 冲击锤
EC4620 |  | Tonometer | YM-3 | 1615 | SH Lab | 86#4F-EMC Shielding room | I | 2019-09-10 | 2020-09-09 | SMMS | Closed | 2011-08-03 15:36 |  | RMB | 620 | 上海卓阅仪器仪表有限公司 | 气压表YM-3
EC4621 |  | steel ball |  |  | SH Lab | 51#7F-PPT test lab | II | 2014-07-14 | — | ES LWF | Out of service | 2011-09-14 12:47 |  | RMB | 20 |  | 钢球
EC4621 | 1 | steel ball |  |  | SH Lab | 86#3F-Home appliance test lab | II | 2019-07-16 | 2020-07-15 | EC JK | Closed |  |  | RMB | 20 |  | 钢球
EC4621 | 2 | steel ball |  |  | SH Lab | 86#3F-Home appliance test lab | II | 2019-07-16 | 2020-07-15 | EC JK | Closed |  |  | RMB | 20 |  | 钢球
EC4621 | 3 | steel ball |  |  | SH Lab | 86#3F-Home appliance test lab | II | 2019-07-16 | 2020-07-15 | EC JK | Closed |  |  | RMB | 20 |  | 钢球
EC4622 |  | Infusion pumps and controllers | IDA-4P/2 | 14596 | SH Lab | 51#7F-CM test lab | I | 2019-05-09 | 2020-05-08 | MFG | Closed | 2011-08-15 09:51 |  | RMB | 75800 | FLUKE | 输液泵检测仪
EC4623 |  | ECG stimulation | medSim 300B | 1699014 | SH Lab | 51#7F-CM test lab | I | 2019-02-13 | 2020-02-12 | SIMT | Calibrating | 2011-08-15 09:52 |  | RMB | 30500 | FLUKE | 心电图模拟仪
EC4624 |  | HF analyser | QA-ES II | 200858 | SH Lab | 51#7F-CM test lab | I | 2019-09-16 | 2020-09-15 | NIM | Closed | 2011-08-15 09:52 |  | RMB | 66500 | FLUKE | 高频电刀分析仪
EC4625 |  | Adjustable stability test plateform |  |  | SH Lab | 51#7F-PPT test lab | III | 2011-07-21 | — | ES LWF | Closed | 2011-07-25 14:04 | 同HA现有（可调角度/台面360°可旋转） | RMB | 4797.55 |  | 可调稳定性测试台
EC4626 |  | Stability test platform |  |  | SH Lab | 51#7F-PPT test lab | II | 2019-07-21 | 2020-07-20 | EC JK | Closed | 2011-07-21 17:30 | 同HA现有(大圆盘+支撑脚） | RMB | 2633.5 |  | 稳定性测试台
EC4627 |  | Multimeter | F289 | 14290051 | SH Lab | 86#1F-Tools & machinery test lab | II | 2019-07-13 | 2020-07-12 | EC JZ | Closed | 2011-07-14 09:44 |  | RMB | 3900 | FLUKE | 万用表
EC4628 |  | milliohm meter | 3541 | 110525052 | SH Lab | 51#7F-PPT test lab | I | 2019-05-17 | 2020-05-16 | JSMI | Closed | 2011-07-29 13:47 |  | RMB | 18000 | HIOKI | 毫欧计
EC4629 |  | Temperature Recorder | 34970A | MY44062651 | SH Lab | 51#7F-PPT test lab | II | 2019-07-13 | 2020-07-12 | ES AW | Closed | 2011-07-14 09:45 |  | RMB | 12480 | Agilent | 温度记录仪
EC4629 | 1 | thermal coupler module | 34901A | MY41142498 | SH Lab | 51#7F-CM test lab | III | 2011-08-11 | — | ES JH | Closed | 2011-08-11 14:34 |  | RMB | 3980 | Agilent Technologies | 测试模块
EC4629 | 2 | thermal coupler module | 34901A | MY41142499 | SH Lab | 51#7F-CM test lab | III | 2011-08-11 | — | ES JH | Closed | 2011-08-11 14:34 |  | RMB | 3980 | Agilent Technologies | 测试模块
EC4630 |  | Branch circuit |  |  | XM Lab | Xiamen test lab | III | 2011-07-15 | — | ES JH | Closed | 2011-07-27 13:11 |  | RMB | 591 | Intertek SH（自制） | 多电路测试盒
EC4631 |  | IEC62493 test system | VDHH 9502 | VDHH 9502: 016 | SH Lab | 86#4F-EMC test lab | I | 2019-06-25 | 2020-06-24 | CEPREI | Closed | 2011-08-19 10:19 |  | RMB | 48100 | SCHWARZBECK MESS - ELEKTRONIK | IEC6249 3测试系统
EC4632 |  | Test Corner |  |  | SH Lab | 51#7F-CM test lab | III | 2011-05-19 | — | ES LWF | Closed | 2011-07-25 14:13 |  | RMB | 1550 |  | 测试角
EC4633 |  | Test Corner |  |  | SH Lab | 51#7F-CM test lab | III | 2011-05-19 | — | ES LWF | Closed | 2011-07-25 14:13 |  | RMB | 1550 |  | 测试角
EC4634 |  | Test Corner |  |  | SH Lab | 51#7F-CM test lab | III | 2011-05-19 | — | ES LWF | Closed | 2011-07-25 14:14 |  | RMB | 1550 |  | 测试角
EC4635 |  | Test Corner |  |  | SH Lab | 51#7F-CM test lab | III | 2011-05-19 | — | ES LWF | Closed | 2011-07-25 14:14 |  | RMB | 1550 |  | 测试角
EC4636 |  | Test corner |  |  | SH Lab | 51#7F-PPT test lab | III | 2011-05-19 | — | ES LWF | Closed | 2011-07-25 14:08 | according to EC3160 | RMB | 1150 |  | 测试角
EC4637 |  | Test corner |  |  | SH Lab | 51#7F-PPT test lab | III | 2011-07-18 | — | ES LWF | Closed | 2011-07-25 14:09 | according to EC3160 | RMB | 1150 |  | 测试角
EC4638 |  | Test corner |  |  | SH Lab | 51#7F-PPT test lab | III | 2011-07-18 | — | ES LWF | Closed | 2011-07-25 14:14 | according to EC3160 | RMB | 1150 |  | 测试角
EC4639 |  | Test corner |  |  | SH Lab | 51#7F-PPT test lab | III | 2011-07-18 | — | ES LWF | Closed | 2011-07-25 14:14 | according to EC3160 | RMB | 1150 |  | 测试角
EC4640 |  | Digital Caliper | 0-200mm | 10080658 | SH Lab | 51#7F-LUM test lab | I | 2016-07-26 | — | JSMI | Disposal | 2011-08-03 16:46 |  | RMB | 347 | 上海量具刃具厂 | 电子数显卡尺
EC4641 |  | Digital Caliper | 0-200mm | 10080480 | SH Lab | 51#7F-LUM test lab | I | 2019-07-25 | 2020-07-24 | JSMI | Closed | 2011-08-03 16:47 |  | RMB | 347 | 上海量具刃具厂 | 电子数显卡尺
EC4642 |  | Rheochord | BX8-21 |  | SH Lab | 51#7F-PPT test lab | III | 2011-07-20 | — | ES JH | Closed | 2011-08-10 17:20 | 参考PS现有 | RMB | 1050 | 上海胜新电器厂 | 滑线变阻器（200Ω-5KΩ，0.75-0.03A）
EC4643 |  | slide rheostat | BX7-22 |  | SH Lab | 86#4F-EMC Shielding room | III | 2011-07-20 | — | ES JH | Closed | 2011-08-03 15:37 |  | RMB | 800 | 上海胜新电器厂 | 滑动变阻器（2×5A 20Ω 手摇式带防护罩）
EC4644 |  | slide rheostat | BX7-22 |  | SH Lab | 86#4F-EMC Shielding room | III | 2011-07-20 | — | ES JH | Closed | 2011-08-03 15:37 |  | RMB | 800 | 上海胜新电器厂 | 滑动变阻器（2×5A 20Ω 手摇式带防护罩）
EC4645 |  | slide rheostat | BX7-14 |  | SH Lab | 86#4F-EMC Shielding room | III | 2011-07-20 | — | ES JH | Closed | 2011-08-03 15:38 |  | RMB | 370 | 上海胜新电器厂 | 滑动变阻器（5A 20Ω 手推式带防护罩）
EC4646 |  | Iron solleplate temperature testing supporter |  |  | SH Lab | 51#7F-PPT test lab | III | 2011-08-01 | — | ES LWF | Closed | 2011-08-10 15:36 |  | RMB | 480 |  | 电熨斗底板温度测试支撑脚
EC4647 |  | Iron solleplate temperature testing supporter |  |  | SH Lab | 51#7F-PPT test lab | III | 2011-08-01 | — | ES LWF | Closed | 2011-08-10 15:37 |  | RMB | 480 |  | 电熨斗底板温度测试支撑脚
EC4648 |  | Iron solleplate temperature testing supporter |  |  | SH Lab | 51#7F-PPT test lab | III | 2011-08-01 | — | ES LWF | Closed | 2011-08-10 15:37 |  | RMB | 480 |  | 电熨斗底板温度测试支撑脚
EC4649 |  | Iron solleplate temperature testing supporter |  |  | SH Lab | 51#7F-PPT test lab | III | 2011-08-01 | — | ES LWF | Closed | 2011-08-10 15:38 |  | RMB | 480 |  | 电熨斗底板温度测试支撑脚
EC4650 |  | slide rheostat | BX8-12 10A 10Ω手摇式带防护罩 | 20110070125 | SH Lab | 86#4F-Multimedia test lab | III | 2011-07-27 | — | ES JH | Closed | 2011-08-08 18:24 |  | RMB | 940 | 上海胜新电器厂 | 滑动变阻器
EC4651 |  | slide rheostat | BX8-12 10A 10Ω手摇式带防护罩 | 20110070126 | SH Lab | 86#4F-Multimedia test lab | III | 2011-07-27 | — | ES JH | Closed | 2011-08-08 18:25 |  | RMB | 940 | 上海胜新电器厂 | 滑动变阻器
EC4652 |  | Rheochord | 2A 250Ω×2 |  | SH Lab | 51#7F-PPT test lab | III | 2011-08-02 | — | ES JH | Closed | 2011-08-10 17:21 | 参考PS现有 | RMB | 1180 | 上海文顺电器有限公司 | 滑线变阻器（2A 250Ω×2）
EC4653 |  | Rheochord | 2A 250Ω×2 |  | SH Lab | 51#7F-PPT test lab | III | 2011-08-02 | — | ES JH | Closed | 2011-08-10 17:22 | 参考PS现有 | RMB | 1180 | 上海文顺电器有限公司 | 滑线变阻器（2A 250Ω×2）
EC4654 |  | Rheochord | 2A 100Ω×2 |  | SH Lab | 51#7F-PPT test lab | III | 2011-08-02 | — | ES JH | Closed | 2011-08-10 17:22 | 参考PS现有 | RMB | 800 | 上海文顺电器有限公司 | 滑线变阻器（2A 100Ω×2）
EC4655 |  | digital multimeter | F287 | 16560083 | QD | Qindao test lab | II | 2019-07-28 | 2020-07-27 | EC JZ | Closed | 2011-08-01 14:35 | 购买后，可增加竞争优势，提供本地化测试服务，如不买，会降低竞争优势 | RMB | 3500 | FLUKE | 数字式万用表
EC4656 |  | digital multimeter | F287 | 16560090 | QD | Qindao test lab | II | 2019-07-28 | 2020-07-27 | EC JZ | Closed | 2011-08-01 14:37 | 购买后，可增加竞争优势，提供本地化测试服务，如不买，会降低竞争优势 | RMB | 3500 | FLUKE | 数字式万用表
EC4657 |  | insulation resistance meter | 3455-20 | 110339801 | SH Lab | Shibei PV lab | I | 2019-08-23 | 2020-08-22 | SIMT | Closed | 2011-09-05 17:22 | HIOKI---3455_20 | RMB | 15500 | HIOKI日置 | 电子式绝缘电阻表
EC4658 |  | GPS模拟器 | GPS-A-10 | A10270 | SH Lab | 86#4F-EMC test lab | III | 2011-08-04 | — | SIMT | Closed | 2011-08-19 10:21 | GPS时钟模拟器,模拟基带时钟信号 | RMB | 13000 | 广州市章和电气设备有限公司 | GPS模拟器
EC4659 |  | Air data test equipment for vacuum cleaner | 2202 |  | SH Lab | 51#7F-PPT test lab | III | 2011-08-10 | — | ES JH | Closed | 2011-12-02 10:56 |  | RMB | 125000 | 苏州东辰林达检测技术有限公司 | 吸尘器空气参数测试装置
EC4659 | 1 | Digital air pressure gauge | SHT15 |  | SH Lab | 51#7F-PPT test lab | I | 2019-01-31 | 2020-01-30 | JSMI | Calibrating | 2011-12-02 10:57 |  | RMB | 125000 | 苏州东辰林达检测技术有限公司 | 数字大气压力计
EC4659 | 2 | Digital pressure meter | Dongch273 |  | SH Lab | 51#7F-PPT test lab | I | 2019-01-31 | 2021-01-30 | JSMI | Closed | 2011-12-02 10:57 |  | RMB | 125000 | 苏州东辰林达检测技术有限公司 | 数字压力计
EC4659 | 3 | Digital electric parameter meter | ZW3414D | ZW10081184 | SH Lab | 51#7F-PPT test lab | II | 2019-08-08 | 2020-08-07 | EC JZ | Closed | 2011-12-02 10:56 |  | RMB | 125000 | 苏州东辰林达检测技术有限公司 | 数字电参数仪
EC4659 | 4 | air the funtion of air data equipment to test the load of dust receptacle |  |  | HA | 51#7F-PPT test lab | I | 2018-11-14 | 2020-11-13 | JSMI | Closed | 2016-12-05 09:53 |  |  | 29560 | 苏州东辰林达检测技术有限公司 | 吸尘器吸尘能力测试
EC4660 |  | test Lung | pneu view system model 5601i |  | SH Lab | 51#7F-CM test lab | I | 2015-09-06 | — | SIMT | Out of service |  | 封存2016.10.8 | RMB | 94850 | michigan instruments | 模拟肺
EC4661 |  | The measuring apparatus for PT brake-time |  |  | SH Lab | 86#1F-General test lab | I | 2019-09-09 | 2020-09-08 | SIMT | Closed | 2011-08-12 09:42 |  | RMB | 843.5 | Intertek SH（自制） | 电动工具制动时间测量设备
EC4662 |  | DAQ CR1000 | CR1000 | 37875 | IW BJ | BJ IW test lab | I | 2017-03-17 | 2019-03-16 | SIMT | Closed | 2011-11-22 09:28 |  | RMB | 30950 | 北京曙光新航科技有限公司 | 数据采集器
EC4662 | 1 | Acceleration Transducer 2g BG2166 | BG2166 |  | IW BJ | BJ IW test lab | I | 2017-02-28 | 2018-02-27 | SIMT | Closed | 2012-01-30 17:22 | Tools/Consumable 2011-07-08 2600元 | RMB | 30950 | Mikrotechnik+Sensorik GmbH | 加速度传感器 2g BG2166
EC4662 | 2 | Acceleration Transducer 2g BG2166 | BG2166 |  | IW BJ | BJ IW test lab | I | 2017-02-28 | 2018-02-27 | SIMT | Closed |  | Tools/Consumable 2011-07-08 2600元 | RMB | 30950 | Mikrotechnik+Sensorik GmbH | 加速度传感器 2g BG2166
EC4662 | 3 | TWK counter |  |  | IW BJ | BJ IW test lab | III | 2011-12-30 | — | ES JH | Closed |  |  | RMB | 30950 | 北京曙光新航科技有限公司 | 偏航计数器
EC4663 |  | Portable Surface Roughness Tester | TR200 | 11796000007 | SH Lab | 51#7F-CM test lab | I | 2019-09-09 | 2020-09-08 | SIMT | Closed | 2011-08-30 10:30 | Ra | RMB | 12000 | 北京时代汇博科技有限公司 | 便携式表面粗糙度测试仪
EC4664 |  | Adjustable load cabinet | 250V/90A |  | SH Lab | 51#7F-PPT test lab | II | 2019-08-08 | 2020-08-07 | ES AW | Closed | 2011-09-07 10:20 | 参考PS现有 | RMB | 11000 | 上海文顺电器有限公司 | 负载柜
EC4665 |  | softing temperature test | RV-300 |  | SH Lab | 86#4F-Multimedia test lab | I | 2019-09-10 | — | JSMI | Disposal | 2011-12-23 10:07 |  | RMB | 18000 | 承德市精密试验机有限公司 | 软化测试仪（RV-300A热变形、维卡软化点测定仪）
EC4665 | 1 | softing temperature test |  |  | SH Lab | 86#4F-Multimedia test lab | I | 2017-08-15 | — | JSMI | Out of service | 2011-12-23 10:08 | 报废 | RMB | 18000 | 承德市精密试验机有限公司 | 软化测试仪（RV-300A热变形、维卡软化点测定仪）百分表
EC4665 | 2 | softing temperature test |  |  | SH Lab | 86#4F-Multimedia test lab | I | 2019-09-05 | 2020-09-04 | JSMI | Closed | 2011-12-23 10:08 |  | RMB | 18000 | 承德市精密试验机有限公司 | 软化测试仪（RV-300A热变形、维卡软化点测定仪）百分表
EC4665 | 3 | softing temperature test |  |  | SH Lab | 86#4F-Multimedia test lab | I | 2017-08-15 | — | JSMI | Out of service | 2011-12-23 10:08 | 报废 | RMB | 18000 | 承德市精密试验机有限公司 | 软化测试仪（RV-300A热变形、维卡软化点测定仪）百分表
EC4666 |  | Push-pull scale | HF-100 | 1961061523751 | CN FAC | 86#4F-Calibration room | I | 2019-09-23 | 2020-09-22 | SIMT | Closed | 2011-08-22 15:19 |  | RMB | 1290 | PACK | 推拉力计
EC4667 |  | Data acquisition/switch unit | 34970A | MY44064816 | SH Lab | 86#1F-Tools & machinery test lab | II | 2019-08-11 | 2020-08-10 | ES AW | Closed | 2011-08-15 17:18 | Agilent BenchLink Data Logger 3版本4.2.00 | RMB | 12480 | Agilent Technologies | 温度记录仪
EC4667 | 1 | module | 34901A | MY41143040 | SH Lab | 86#1F-General test lab | III | 2011-08-11 | — | ES JH | Closed | 2011-08-15 17:17 |  | RMB | 3980 | Agilent Technologies | 模块
EC4667 | 2 | module | 34901A | MY41142510 | SH Lab | 86#1F-General test lab | III | 2011-08-11 | — | ES JH | Closed | 2011-08-15 17:16 |  | RMB | 3980 | Agilent Technologies | 模块
EC4668 |  | hoisting unit |  |  | SH Lab | 51#7F-PPT test lab | III | 2011-05-18 | — | ES LWF | Cancel |  |  | RMB | 17000 |  | 吊装工具
EC4669 |  | Precision Multifunction Process Calibrator | FLUKE 726 | 1600053 | IW BJ | BJ IW test lab | I | 2018-09-13 | 2019-09-12 | SIMT | Calibrating | 2011-11-14 16:46 |  | RMB | 26500 | FLUKE | 过程校准器
EC4670 |  | Data Acquisition/Switch Unit | 34970A | MY44063876 | SH Lab | 86#4F-Multimedia test lab | II | 2019-08-15 | 2020-08-14 | ES AW | Closed | 2011-08-16 11:08 | Agilent BenchLink Data Logger 3版本4.2.00 | RMB | 12480 | Agilent Technologies | 数据采集仪
EC4670 | 1 | module | 34901A | MY41141084 | SH Lab | 86#4F-Multimedia test lab | III | 2011-08-15 | — | ES JH | Closed | 2011-08-16 11:08 | with 3 switch unit | RMB | 3980 | Agilent Technologies | 模块
EC4670 | 2 | module | 34901A | MY41139435 | SH Lab | 86#4F-Multimedia test lab | III | 2011-08-15 | — | ES JH | Closed | 2011-08-16 11:08 | with 3 switch unit | RMB | 3980 | Agilent Technologies | 模块
EC4670 | 3 | module | 34901A | MY41139417 | SH Lab | 86#4F-Multimedia test lab | III | 2011-08-15 | — | ES JH | Closed | 2011-08-16 11:08 | with 3 switch unit | RMB | 3980 | Agilent Technologies | 模块
EC4671 |  | Digital Caliper | 0-200mm | 10080810 | SH Lab | 86#3F-3F Power distribution room | I | 2011-08-18 | — | SIMT | Out of service | 2011-08-25 16:02 |  | RMB | 349 | 上海量具刃具厂 | 电子数显卡尺
EC4672 |  | Digital Caliper | 0-200mm | 10080344 | IW | BJ IW test lab | I | 2015-11-09 | 2016-11-08 | SIMT | Calibrating | 2011-08-25 16:01 |  | RMB | 349 | 上海量具刃具厂 | 电子数显卡尺
EC4673 |  | AC power source | 15KVA | F311040113 | SH Lab | 86#2F-TCO test lab | III | 2011-09-14 | — | ES JH | Closed | 2011-10-10 09:34 |  | RMB | 46000 | 艾普斯电源 | AC 变频源
EC4674 |  | AC Power Source | 30KVA | F311070035 | SH Lab | 51#7F-CM test lab | III | 2011-11-02 | — | ES JH | Closed | 2011-11-16 15:47 |  | RMB | 78000 | 艾普斯电源 | 变频电源
EC4675 | 1 | weight |  |  | SH Lab | 86#1F-General test lab | II | 2019-08-16 | 2020-08-15 | EC JK | Closed | 2012-01-11 16:20 |  | RMB | 1 |  | 砝码
EC4675 | 2 | weight |  |  | SH Lab | 86#1F-General test lab | II | 2019-08-16 | 2020-08-15 | EC JK | Closed | 2012-01-11 16:20 |  | RMB | 1 |  | 砝码
EC4675 | 3 | weight |  |  | SH Lab | 86#1F-General test lab | II | 2019-08-16 | 2020-08-15 | EC JK | Closed | 2012-01-11 16:19 |  | RMB | 1 |  | 砝码
EC4675 | 4 | weight |  |  | SH Lab | 86#1F-General test lab | II | 2019-08-16 | 2020-08-15 | EC JK | Closed | 2012-01-11 16:18 |  | RMB | 1 |  | 砝码
EC4675 | 5 | weight |  |  | SH Lab | 86#1F-General test lab | II | 2019-08-16 | 2020-08-15 | EC JK | Closed | 2012-01-11 16:17 |  | RMB | 1 |  | 砝码
EC4675 | 6 | weight |  |  | SH Lab | 86#1F-General test lab | II | 2019-08-16 | 2020-08-15 | EC JK | Closed | 2012-01-11 16:16 |  | RMB | 1 |  | 砝码
EC4676 | 1 | DC load | Chroma 63630-80-60 | 636308000814 | SH Lab | 86#4F-Multimedia test lab | I | 2019-09-10 | 2020-09-09 | JSMI | Closed | 2011-10-20 10:51 |  | USD | 4065 | 致茂电子股份有限公司 | 直流负载
EC4676 | 2 | DC load | Chroma 63630-80-60 | 636308000798 | SH Lab | 86#4F-Multimedia test lab | I | 2019-09-10 | 2020-09-09 | JSMI | Closed | 2011-10-20 10:51 |  | USD | 4065 | 致茂电子股份有限公司 | 直流负载
EC4677 |  | AC constant power source | 5V/200A交流（可计时）稳流源 |  | SH Lab | 85#5F-ACCE & LUM test lab | I | 2019-11-05 | 2020-11-04 | SQI | Closed | 2011-12-28 10:21 |  | RMB | 14500 | 上海沪仪科技有限公司 | 交流恒流源
EC4678 |  | variable transformer | 15KVA |  | SH Lab | 85#5F-ACCE & LUM test lab | III | 2011-09-03 | — | ES JH | Closed | 2011-09-19 13:34 | EC3600为30A， 新调压器增加到40A | RMB | 1990 | 上海弘乐电气有限公司 | 调压器
EC4679 |  | variable transformer | 15KVA |  | SH Lab | 85#5F-ACCE & LUM test lab | III | 2011-09-03 | — | ES JH | Closed | 2011-09-19 13:35 | EC3600为30A， 新调压器增加到40A | RMB | 1990 | 上海弘乐电气有限公司 | 调压器
EC4680 |  | Variable Transformer | 0-500V 可调15KVA |  | SH Lab | 85#5F-ACCE & LUM test lab | III | 2011-09-03 | — | ES JH | Closed | 2011-09-19 13:33 |  | RMB | 2500 | 上海宏乐电气有限公司 | 调压器
EC4681 |  | Test corner |  |  | SH Lab | 85#5F-ACCE & LUM test lab | III | 2011-08-24 | — | ES LWF | Closed | 2011-09-05 17:08 |  | RMB | 1400 |  | 试验角
EC4682 |  | Test corner |  |  | SH Lab | 85#5F-ACCE & LUM test lab | III | 2011-08-24 | — | ES LWF | Closed | 2011-09-05 17:09 |  | RMB | 1400 |  | 试验角
EC4683 |  | STOPWATCH | SJ9-2II |  | SH Lab | 86#1F-General test lab | I | 2019-04-01 | 2020-03-31 | JSMI | Calibrating | 2011-09-16 14:28 | / | RMB | 140 | 上海金雀表业有限公司 | 秒表
EC4684 |  | STOPWATCH | SJ9-2II |  | SH Lab | 51#7F-PPT test lab | I | 2019-08-23 | 2020-08-22 | JSMI | Closed | 2011-09-16 14:30 | / | RMB | 140 | 上海金雀表业有限公司 | 秒表
EC4685 |  | slide rheostat | BX8D-4/7 20A 20Ω |  | SH Lab | 86#4F-Multimedia test lab | III | 2011-08-25 | — | ES AW | Closed | 2011-09-08 21:28 |  | RMB | 3600 | 上海文顺电器有限公司 | 滑动变阻器
EC4686 |  | slide rheostat | BX8D-4/7 20A 20Ω |  | SH Lab | 86#4F-Multimedia test lab | III | 2011-08-25 | — | ES AW | Closed | 2011-09-08 21:28 |  | RMB | 3600 | 上海文顺电器有限公司 | 滑动变阻器
EC4687 |  | Programmable DC Power Supply | 62075H-30 | 62075EA00101 | SH Lab | 51#7F-PPT test lab | III | 2011-12-13 | — | SIMT | Repairing | 2011-12-16 12:53 | 两台可以并联输出30V/500A | USD | 7040 | 致茂电子股份有限公司 | 可程控直流电源CHROMA 62075H-30，附加62000H系列GPIB控制介面
EC4688 |  | Programmable DC Power Supply | 62075H-30 | 62075EA00102 | SH Lab | 51#7F-PPT test lab | III | 2011-12-13 | — | SIMT | Closed | 2011-12-16 12:54 | 两台可以并联输出30V/500A | USD | 7040 | 致茂电子股份有限公司 | 可程控直流电源CHROMA 62075H-30，附加62000H系列GPIB控制介面
EC4689 |  | RLC loader | ACLT-2202H | 93V002661 | SH Lab | 86#2F-Power supply test lab | III | 2011-11-07 | — | ES JH | Closed | 2011-11-24 15:57 |  | RMB | 46000 | 台湾群菱工业股份有限公司 | RLC 孤岛负载
EC4690 |  | Calibration Oven | 9172 | B17373 | CN FAC | 86#4F-Calibration room | I | 2019-10-12 | 2020-10-11 | SIMT | Closed | 2011-10-17 16:31 |  | RMB | 77000 | FLUKE | 计量炉
EC4690 | 1 | Platinum Resistance | 5626 | 3026 | CN FAC | 86#4F-Calibration room | I | 2019-11-09 | 2020-11-08 | SIMT | Closed | 2011-10-17 16:32 |  | RMB | 21000 | FLUKE | 铂电阻
EC4691 |  | Calibration Oven | 9171 | B18545 | CN FAC | 86#4F-Calibration room | I | 2019-10-14 | 2020-10-13 | SIMT | Closed | 2011-10-17 16:32 |  | RMB | 97000 | FLUKE | 计量炉
EC4692 |  | Standard thermometer | 1551A | 1639019 | CN FAC | 86#4F-Calibration room | I | 2019-03-27 | 2020-03-26 | SIMT | Calibrating | 2011-10-17 16:32 |  | RMB | 9000 | FLUKE | 标准温度计
EC4693 |  | gauge |  |  | SH Lab | 85#5F-Gauge room | II | 2019-09-27 | 2020-09-26 | EC JK | Closed | 2011-11-03 10:46 |  | RMB | 1600 |  | 量规
EC4694 |  | gauge |  |  | SH Lab | 85#5F-Gauge room | II | 2019-09-27 | 2020-09-26 | EC JK | Closed | 2011-11-03 10:47 |  | RMB | 1600 |  | 量规
EC4695 |  | gauge |  |  | SH Lab | 85#5F-Gauge room | II | 2019-09-27 | 2020-09-26 | EC JK | Closed | 2011-11-03 10:47 |  | RMB | 1600 |  | 量规
EC4696 |  | Fixture for Thermocouple |  |  | SH Lab | 86#2F-Power supply test lab | III | 2011-05-12 | — | ES LWF | Cancel |  |  | RMB | 600 |  | 热电偶支架
EC4697 |  | Fixture for Thermocouple |  |  | SH Lab | 86#2F-Power supply test lab | III | 2011-05-18 | — |  | Cancel |  |  | RMB | 600 |  | 热电偶支架
EC4698 |  | Fixture for Thermocouple |  |  | SH Lab | 86#2F-Power supply test lab | III | 2011-05-12 | — | ES LWF | Cancel |  |  | RMB | 600 |  | 热电偶支架
EC4699 |  | Minimum face size probe |  |  | XM Lab | Xiamen test lab | II | 2012-09-19 | — | ES LWF | Disposal | 2011-09-26 12:48 |  | RMB | 600 |  | 尺规
EC4700 |  | Temperature and Humidity Recorder | S320TH | S320TH537Q | SH Lab | 85#5F-ACCE & LUM test lab | I | 2019-09-04 | 2020-09-03 | JSMI | Closed | 2011-11-23 10:57 |  | RMB | 2350 | HUATU | 温湿度记录仪
EC4701 |  | AC frequency converter | 6490 | 649038000117 | SH Lab | 86#2F-Power supply test lab | I | 2019-04-15 | 2020-04-14 | JSMI | Closed | 2011-11-24 14:19 |  | USD | 22000 | chroma | 可编程交流电源
EC4702 |  | Slide-Wire Resistor | BX8-22 | 20110908 | SH Lab | 85#5F-ACCE & LUM test lab | III | 2011-09-13 | — | ES JH | Closed | 2011-09-19 13:32 |  | RMB | 1600 | 上海胜新电器厂 | 滑线变阻器
EC4703 |  | Slide-Wire Resistor | BX8-22 | 20110908 | SH Lab | 85#5F-ACCE & LUM test lab | III | 2011-09-13 | — | ES JH | Closed | 2011-09-19 13:34 |  | RMB | 1600 | 上海胜新电器厂 | 滑线变阻器
EC4704 |  | Wind Turbine atmosphere record System | METEO-32x | C110345 | IW BJ | 86#1F-Small Wind Turbine Lab | III | 2011-12-12 | — | ES JH | Closed | 2011-12-13 14:14 | refer to IEC 61400 在北京 | RMB | 148000 | Ammonit | 风机测风塔-记录仪
EC4704 | 1 | Wind Turbine atmosphere record System | 5.4103.10.000 | 8111359 | IW BJ | BJ IW test lab | III | 2011-10-18 | — | ES JH | Closed | 2011-12-13 14:14 | refer to IEC 61400 | RMB | 148000 | Ammonit | 风机测风塔-降雨传感器
EC4704 | 2 | Wind Turbine atmosphere record System | P6331.2-PTB110.3 | F4710005 | IW BJ | BJ IW test lab | I | 2017-07-18 | 2019-07-17 | SIMT | Closed | 2011-12-12 16:14 | refer to IEC 61400 | RMB | 148000 | Ammonit | 风机测风塔-大气压力传感器
EC4704 | 3 | Wind Turbine atmosphere record System | P6100H 4.3351.00.000 | 310588 | IW BJ | BJ IW test lab | I | 2015-09-10 | 2017-09-09 | SIMT | Closed | 2011-12-13 14:14 | refer to IEC 61400 | RMB | 148000 | Ammonit | 风机测风塔-风速计
EC4704 | 4 | Wind Turbine atmosphere record System | P6100H 4.3351.00.000 | 310589 | IW BJ | BJ IW test lab | I | 2015-09-10 | 2017-09-09 | SIMT | Closed | 2011-12-13 14:14 | refer to IEC 61400 | RMB | 148000 | Ammonit | 风机测风塔-风速计
EC4704 | 5 | Wind Turbine atmosphere record System | P6200H | 7111763 | IW BJ | BJ IW test lab | I | 2011-10-18 | 2012-10-17 | SMMS | Closed | 2011-12-13 14:15 | refer to IEC 61400 | RMB | 148000 | Ammonit | 风机测风塔-风向标
EC4704 | 6 | Wind Turbine atmosphere record System | P6312 | 99901 | IW BJ | BJ IW test lab | I | 2018-01-15 | 2020-01-14 | SIMT | Closed | 2011-12-12 16:14 | refer to IEC 61400 | RMB | 148000 | Ammonit | 风机测风塔-温湿度传感器
EC4705 | 1 | Noninductive resistor(120KΩ) |  |  | XM Lab | Xiamen test lab | II | 2019-06-16 | 2020-06-15 | ES AW | Closed | 2011-09-21 16:14 |  | RMB | 110 | Intertek SH（自制） | 无感电阻(120KΩ)
EC4705 | 2 | Noninductive resistor(120KΩ) |  |  | XM Lab | Xiamen test lab | II | 2019-06-16 | 2020-06-15 | ES AW | Closed | 2011-09-21 16:15 |  | RMB | 110 | Intertek SH（自制） | 无感电阻(120KΩ)
EC4705 | 3 | Noninductive resistor(120KΩ) |  |  | XM Lab | Xiamen test lab | II | 2019-06-16 | 2020-06-15 | ES AW | Closed | 2011-09-21 16:15 |  | RMB | 110 | Intertek SH（自制） | 无感电阻(120KΩ)
EC4705 | 4 | Noninductive resistor(120KΩ) |  |  | XM Lab | Xiamen test lab | II | 2019-06-16 | 2020-06-15 | ES AW | Closed | 2011-09-21 16:15 |  | RMB | 110 | Intertek SH（自制） | 无感电阻(120KΩ)
EC4705 | 5 | Noninductive resistor(120KΩ) |  |  | XM Lab | Xiamen test lab | II | 2019-06-16 | 2020-06-15 | ES AW | Closed | 2011-09-21 16:16 |  | RMB | 110 | Intertek SH（自制） | 无感电阻(120KΩ)
EC4706 |  | surge generator | MIG0603IN1 | MIG0603IN1 S-R 1041 | SH Lab | 86#2F-Power supply test lab | I | 2019-01-16 | 2020-01-15 | JSMI | Closed | 2011-12-15 14:13 |  | RMB | 227900 | EMC PARTNER | 浪涌发生器
EC4707 |  | capacitor box |  |  | SH Lab | 51#7F-PPT test lab | III | 2011-09-16 | — | ES JH | Closed | 2011-09-19 12:36 | 参考PS电容箱定制 | RMB | 1871.6 | Intertek SH（自制） | 电容箱
EC4708 |  | portable temperature recorder | GL820 | H10664525 | SH Medical | 86#4F-Multimedia test lab | II | 2019-10-20 | 2020-10-19 | EC JZ | Closed | 2011-11-04 11:50 |  | RMB | 29600 | GRAPHTEC | 便携式温度记录仪
EC4708 | 1 | module | B-538 | H10424607 | SH Lab | 51#7F-CM test lab | III | 2011-10-24 | — | ES AW | Closed |  |  | RMB | 29600 | GRAPHTEC | 测试模块
EC4708 | 2 | module | B-538 | H10539028 | SH Lab | 51#7F-CM test lab | III | 2011-10-24 | — | ES AW | Closed |  |  | RMB | 29600 | GRAPHTEC | 测试模块
EC4708 | 3 | module | B-538 | H10539029 | SH Lab | 51#7F-CM test lab | III | 2011-10-24 | — | ES AW | Closed |  |  | RMB | 29600 | GRAPHTEC | 测试模块
EC4709 |  | AC/DC digital power meter | WT230 | 91L526883 | QD | Qindao test lab | I | 2019-01-23 | 2020-04-22 | GRGT | Calibrating | 2011-10-25 14:34 | 单、三相功率测试及单、三相谐波测量 | RMB | 36000 | YOKOGAWA | 数字功率表
EC4710 |  | Φ152mm Test box for Lampholder temperature rise |  |  | XM Lab | Xiamen test lab | III | 2011-09-21 | — | ES LWF | Disposal | 2011-10-25 16:10 |  | RMB | 1000 |  | Φ152mm灯座温升测试盒
EC4711 |  | Φ152mm Test box for Lampholder temperature rise |  |  | XM Lab | Xiamen test lab | III | 2011-09-21 | — | ES LWF | Disposal | 2011-10-25 16:11 |  | RMB | 1000 |  | Φ152mm灯座温升测试盒
EC4712 |  | Φ203mm Test box for Lampholder temperature rise |  |  | XM Lab | Xiamen test lab | III | 2011-09-21 | — | ES LWF | Disposal | 2011-10-25 16:11 |  | RMB | 1200 |  | Φ203mm灯座温升测试盒
EC4713 |  | Horizontal and vertical burning test apparatus |  |  | SH Lab | 86#1F-Material test lab | II | 2019-06-16 | 2020-06-15 | ES AW | Closed |  | PO No.: HZ0337E (received date by HZ Lab: 2007-9-14) | RMB | 40100 | 珠海市安规测试设备有限公司 | 垂直水平燃烧装置
EC4713 | 1 | Pressure meter of U-type | (0~8)kPa |  | SH Lab | 86#1F-Material test lab | I | 2019-03-14 | 2020-03-13 | JSMI | Calibrating |  |  | RMB | 40100 | 常州龙宇热工仪表有限公司 | U型液体压力计
EC4713 | 10 | Copper block for 50W |  |  | SH Lab | 86#1F-Material test lab | II | 2019-06-16 | 2020-06-15 | ES AW | Closed |  |  | RMB | 40100 |  | Copper block for 50W
EC4713 | 11 | Copper block for 500W |  |  | SH Lab | 86#1F-Material test lab | II | 2019-06-16 | 2020-06-15 | ES AW | Closed |  |  | RMB | 40100 |  | Copper block for 500W
EC4713 | 12 | Thermometer | DG01 | DG20080729 (配K-1) | SH Lab | Hangzhou test lab | III | 2008-09-23 | — | ES LLS | Closed |  |  | RMB | 40100 |  | 火焰测温记录装置(配K型热电偶)
EC4713 | 2 | Flowmeter | LZB-3WB | 104 | SH Lab | 86#1F-Material test lab | I | 2012-11-07 | — | SIMT | Disposal |  | (100-1000)ml/min | RMB | 40100 | 常州市成丰流量仪表有限公司 | 转子流量计
EC4713 | 3 | Temperature controller |  |  | SH Lab | Hangzhou test lab | III | 2008-09-23 | — | ES LLS | Closed |  |  | RMB | 40100 |  | 温度控制器
EC4713 | 4 | 10mm Guage |  |  | SH Lab | 86#1F-Material test lab | II | 2019-06-16 | 2020-06-15 | ES AW | Closed |  |  | RMB | 40100 |  | 量规
EC4713 | 5 | 50W Gauge of flame height |  |  | SH Lab | 86#1F-Material test lab | II | 2019-06-16 | 2020-06-15 | ES AW | Closed |  |  | RMB | 40100 |  | 量规
EC4713 | 6 | Specimen support fixture |  |  | SH Lab | 86#1F-Material test lab | II | 2019-06-16 | 2020-06-15 | ES AW | Closed |  |  | RMB | 40100 |  | Specimen support fixture
EC4713 | 7 | Timer |  |  | SH Lab | 86#4F-Calibration room | II | 2019-06-16 | 2020-06-15 | ES AW | Closed |  |  | RMB | 40100 |  | Timer
EC4713 | 8 | 500W Gauge of flame height |  |  | SH Lab | 86#1F-Material test lab | II | 2019-06-16 | 2020-06-15 | ES AW | Closed |  |  | RMB | 40100 |  | 500W 量规
EC4713 | 9 | Burner wing top |  |  | SH Lab | 86#1F-Material test lab | II | 2019-06-16 | 2020-06-15 | ES AW | Closed |  |  | RMB | 40100 |  | Burner wing top
EC4714 |  | Slide-Wire Resistor | BX8-47 |  | SH Lab | 51#7F-CM test lab | III | 2011-09-26 | — | ES JH | Closed | 2011-09-27 16:50 | / | RMB | 5600 | 上海胜新电器厂 | 滑线变阻器
EC4715 |  | Slide-Wire Resistor | BX8-47 |  | SH Lab | 51#7F-CM test lab | III | 2011-09-26 | — | ES JH | Closed | 2011-09-27 16:50 | / | RMB | 5600 | 上海胜新电器厂 | 滑线变阻器
EC4716 |  | temperature and humidity chamber | SETH-Z-102U |  | SH Lab | 51#7F-PPT test lab | I | 2019-10-14 | 2020-10-13 | JSMI | Closed | 2011-11-15 16:36 | espec | RMB | 190000 | 上海爱斯佩克环境设备有限公司 | 温湿度测试箱
EC4717 |  | low temperature chamber | SET-Z-102U |  | SH Lab | 51#7F-PPT test lab | I | 2019-10-14 | 2020-10-13 | JSMI | Closed | 2011-11-15 16:33 | espec | RMB | 180000 | 上海爱斯佩克环境设备有限公司 | 低温测试箱
EC4718 |  | tachometer | MP5W-41 |  | IW | 86#1F-Small Wind Turbine Lab | I | 2015-11-16 | 2016-11-15 | SIMT | Closed | 2011-10-20 14:10 |  | RMB | 1200 | Autonics（奥托尼克斯电子有限公司） | 转速表
EC4719 |  | digital multimeter | F287 | 17890167 | SH Lab | 51#7F-PPT test lab | II | 2019-09-29 | 2020-09-28 | EC JZ | Closed | 2011-10-13 11:14 | FLUCK 287 | RMB | 3500 | FLUKE | 万用表
EC4720 |  | digital multimeter | FLUCK 287 | 16560051 | SH Lab | 51#7F-PPT test lab | II | 2019-09-29 | 2020-09-28 | EC JZ | Closed | 2011-10-13 11:13 | FLUCK 287 | RMB | 3500 | FLUCK | 万用表
EC4721 |  | Data Acquisition | 34970A | MY44064090 | IW BJ | BJ IW test lab | II | 2020-02-05 | 2021-02-04 | ES AW | Closed | 2011-10-12 09:35 | Agilent BenchLink Data Logger 3版本4.2.00 | RMB | 12480 | Agilent Technologies | 数据记录仪
EC4721 | 1 | module | 34901A | MY41143533 | IW BJ | BJ IW test lab | III | 2011-09-19 | — | ES AW | Closed | 2011-10-12 09:34 |  | RMB | 3980 | Agilent Technologies | 模块
EC4721 | 2 | module | 34901A | MY41141701 | IW BJ | BJ IW test lab | III | 2011-09-19 | — | ES AW | Closed | 2011-10-12 09:34 |  | RMB | 3980 | Agilent Technologies | 模块
EC4721 | 3 | module | 34901A | MY41141641 | IW BJ | BJ IW test lab | III | 2011-09-19 | — | ES AW | Closed | 2011-10-12 09:35 |  | RMB | 3980 | Agilent Technologies | 模块
EC4722 |  | Data Acquisition/Switch Unit | 34970A | MY44064552 | SH ACCE | 85#5F-ACCE & LUM test lab | II | 2019-09-26 | 2020-09-25 | ES AW | Closed | 2011-10-18 11:06 | Agilent BenchLink Data Logger 3版本4.2.00 | RMB | 12480 | Agilent Technologies | 数据采集仪
EC4722 | 1 | module | 34901A | MY41143424 | SH Lab | 85#5F-ACCE & LUM test lab | III | 2011-09-29 | — | ES AW | Closed |  |  | RMB | 3980 | Agilent Technologies | 模块
EC4722 | 2 | module | 34901A | MY41146183 | SH Lab | 85#5F-ACCE & LUM test lab | III | 2011-09-29 | — | ES AW | Closed |  | 原来MY41143346替换成MY41146183 | RMB | 3980 | Agilent Technologies | 模块
EC4723 |  | Data Acquisition/Switch Unit | 34970A | MY44061146 | SH ACCE | 85#5F-ACCE & LUM test lab | II | 2019-09-26 | 2020-09-25 | ES AW | Closed | 2011-10-18 11:08 | Agilent BenchLink Data Logger 3版本4.2.00 | RMB | 12480 | Agilent Technologies | 数据采集仪
EC4723 | 1 | module | 34901A | MY41142517 | SH Lab | 85#5F-ACCE & LUM test lab | III | 2011-09-29 | — | ES AW | Closed |  |  | RMB | 3980 | Agilent Technologies | 模块
EC4723 | 2 | module | 34901A | MY41143354 | SH Lab | 85#5F-ACCE & LUM test lab | III | 2011-09-29 | — | ES AW | Closed |  |  | RMB | 3980 | Agilent Technologies | 模块
EC4724 |  | HP temperature rise board | 34901A | MY41141616 | SH Lab | 51#7F-CM test lab | III | 2011-09-29 | — | ES AW | Closed | 2011-10-13 11:15 |  | RMB | 3980 | Agilent Technologies | HP 温升板
EC4725 |  | DC power source | 62024P-100-50 | 62024PB00400 | SH Lab | 86#4F-EMC test lab | I | 2019-09-10 | 2020-09-09 | JSMI | Closed | 2011-11-24 15:55 |  | USD | 3600 | chroma | 直流电源
EC4726 |  | DC power source | 62024P-100-50 | 62024PB00399 | SH Lab | 86#4F-EMC test lab | I | 2019-09-10 | 2020-09-09 | JSMI | Closed | 2011-11-24 15:56 |  | USD | 3600 | chroma | 直流电源
EC4727 |  | DC constant voltage/current power source | 62150H-600S | 62150EC00283 | SH Lab | 86#2F-Power supply test lab | I | 2019-10-14 | 2020-10-13 | JSMI | Closed | 2011-11-24 14:15 |  | USD | 13000 | chroma | 直流可调电源
EC4728 |  | DC constant voltage/current power source | 62150H-600S | 62150EC00286 | SH Lab | 86#2F-Power supply test lab | I | 2019-03-12 | 2020-03-11 | JSMI | Calibrating | 2011-11-24 14:15 |  | USD | 13000 | chroma | 直流可调电源
EC4729 |  | 3 phase electric instrument | 8960C1T | 891106912 | SH Lab | 51#7F-CM test lab | I | 2020-01-13 | 2021-01-12 | JSMI | Closed | 2012-03-09 09:47 | / | RMB | 17000 | 青岛青智仪器有限公司 | 三相电参仪
EC4730 |  | Electrical Safety Compliance Analyzer | 7742 | 1350830 | IW | 86#1F-Small Wind Turbine Lab | I | 2018-09-04 | — | JSMI | Disposal | 2011-11-16 15:34 |  | RMB | 59400 | 台湾华仪电子 | 多功能安规测试仪
EC4731 |  | Single Phase Power Quality Analyzer | 43B | 17100434 | IW BJ | BJ IW test lab | I | 2019-02-12 | 2020-02-11 | SIMT | Calibrating | 2011-11-16 15:58 |  | RMB | 23900 | FLUKE | 电能质量分析仪
EC4731 | 1 | I3000S FLEX-24 | I3000S FLEX-24 | 17750066 | IW BJ | BJ IW test lab | I | 2019-02-12 | 2020-02-11 | SIMT | Calibrating | 2011-11-16 15:58 |  | RMB | 4680 | FLUKE | 电流钳子
EC4732 |  | Water leakage test appratus |  |  | SH Lab | 86#3F-3F Power distribution room | III | 2011-12-01 | — | ES LWF | Closed | 2011-12-05 15:30 |  | RMB | 180 |  | 水泄漏测试装置
EC4733 |  | Test probe |  |  | SH Lab | 86#1F-General test lab | II | 2020-01-09 | 2021-01-08 | EC JK | Closed | 2012-01-11 16:25 |  | RMB | 800 |  | 试验探棒
EC4734 |  | Oscilloscope (with differential probe) | DPO4034B | C010402 | SH Lab | 51#7F-LUM test lab | I | 2019-12-11 | 2020-12-10 | JSMI | Closed | 2011-11-02 10:13 |  | RMB | 79300 | TEK | 示波器
EC4734 | 1 | TPA-BNC | TPA-BNC | C018793 | SH Lab | 85#5F-ACCE & LUM test lab | III | 2011-10-19 | — | ES JH | Closed |  |  | RMB | 3800 | TEK | 适配器
EC4735 |  | DIGITAL CLAMP METER | 3287 | 110203349 | SH Lab | 86#4F-Multimedia test lab | I | 2019-03-15 | 2020-03-14 | SIMT | Calibrating | 2011-11-01 16:55 |  | RMB | 1990 | HIOKI日置 | 数字钳形表
EC4736 |  | oscilloscope | DPO3014 | C013052 | IW BJ | BJ IW test lab | I | 2019-02-11 | 2020-02-10 | JSMI | Calibrating | 2011-11-01 17:11 |  | RMB | 41500 | TEK | 示波器
EC4737 |  | High Voltage Differential Probes | P5210A | C010045 | IW BJ | 86#1F-Small Wind Turbine Lab | I | 2019-02-01 | 2020-01-31 | SIMT | Closed | 2011-11-01 17:23 |  | RMB | 15240 | TEK | 高压差分探头
EC4738 |  | High Voltage Differential Probes | P5210A | C010046 | IW BJ | 86#1F-Small Wind Turbine Lab | I | 2019-02-01 | 2020-01-31 | SIMT | Closed | 2011-11-01 17:24 |  | RMB | 15240 | TEK | 高压差分探头
EC4739 |  | stopwatch |  | 1106 | BJ | BJ IW test lab | I | 2015-11-18 | 2016-11-17 | JSMI | Closed | 2011-11-01 15:31 |  | RMB | 140 | JD-3BII | 秒表
EC4740 |  | 20KW三相调压器 | TSGC2J |  | SH Lab | 86#4F-EMC test lab | III | 2011-10-19 | — | ES JH | Closed | 2011-10-19 15:13 |  | RMB | 3200 | 上海弘乐电气有限公司 | 20KW三相调压器
EC4741 |  | AC/DC Digital Power Meter | 8716C1T | 871104160 | SH Lab | 85#5F-ACCE & LUM test lab | II | 2019-10-24 | 2020-10-23 | EC JK | Closed | 2011-11-02 10:14 |  | RMB | 2400 | 青岛青智仪器有限公司 | 数字交直流功率表
EC4742 |  | AC/DC Digital Power Meter | 8716C1T | 871104228 | SH Lab | 85#5F-ACCE & LUM test lab | II | 2019-10-24 | 2020-10-23 | EC JK | Closed | 2011-11-02 10:15 |  | RMB | 2400 | 青岛青智仪器有限公司 | 数字交直流功率表
EC4743 |  | ISTA drop testing plateform |  |  | SH Lab | 51#7F-PPT test lab | III | 2011-11-29 | — | ES LWF | Closed | 2011-12-01 10:50 |  | RMB | 22000 |  | ISTA 跌落测试台
EC4743 | WX1 | EC4743 Repair |  |  | SH Lab | [5 empty] | Equipment arrived, waiting for acceptance check |  |  |  | 2800 | 上海一实仪器设备厂 | ec4743样品跌落测试架保养维修
EC4744 |  | IP2X unjointed test probe |  |  | XM Lab | Xiamen test lab | II | 2019-06-10 | 2020-06-09 | EC JZ | Closed | 2011-12-27 09:45 | 替换EC2642. | RMB | 1800 |  | IP2X无关节试验探头
EC4745 |  | test finger |  |  | IW BJ | BJ IW test lab | II | 2015-12-26 | — | ES HG | Out of service | 2011-12-26 16:14 | 封存 | RMB | 4500 |  | 测试指
EC4746 | 1 | test pin |  |  | SH Wind | 86#1F-Small Wind Turbine Lab | II | 2015-12-26 | 2016-12-25 | ES HG | Closed | 2011-12-26 16:15 |  | RMB | 800 |  | 测试指UL1741 figure 9.2
EC4746 | 2 | articulated probe csa 22.2 no107.1 |  |  | IW BJ | BJ IW test lab | II | 2020-02-19 | 2021-02-18 | EC JZ | Closed | 2011-12-26 16:15 | 15年封存；19年计量 | RMB | 800 |  | 测试指figure 1
EC4747 |  | Stand lamps for UV | SIS-631 紫外光辐射标准灯 | 1010001 | SH Lab | 85#5F-ACCE & LUM test lab | I | 2018-08-02 | 2022-08-01 | NIM | Closed | 2011-12-06 15:52 | calibration interval accroding to using aging(30h) | RMB | 20000 | 杭州远方光电信息股份有限公司 | UV标准灯
EC4748 |  | Standard lamps for VIS-IR | D204BH 光辐射强度标准灯_3200K | 11050003 | SH Lab | 85#5F-ACCE & LUM test lab | I | 2015-03-03 | 2019-05-02 | NIM | Closed | 2011-12-06 15:53 | calibration interval accroding to using aging(30h) | RMB | 4800 | 杭州远方光电信息股份有限公司 | VIS-IR标准灯
EC4749 |  | test cone A (EN 709 fig 8-A) |  |  | QD | Qindao test lab | II | 2019-07-08 | 2020-07-07 | EC JZ | Closed | 2011-12-08 10:11 | 工具组实验所需设备，青岛目前没有。 | RMB | 1800 |  | 测试锥(EN 709 fig 8-A)
EC4750 |  | reference cell | ARC-04-M-Q MONO-SI | ARC-04-M-Q-006 | SH Lab | Shibei PV lab | I | 2019-08-27 | 2020-08-26 | NIM | Closed | 2011-12-23 09:29 | ALLREAL | USD | 1612 | 乐利士实业股份有限公司 | 参考电池 allreal
EC4751 |  | reference cell | ARC-04-M-Q MONO-SI | ARC-04-M-Q-007 | SH Lab | Shibei PV lab | I | 2019-11-28 | 2020-11-27 | NIM | Closed | 2011-12-23 09:30 | ALLREAL | USD | 1612 | 乐利士实业股份有限公司 | 参考电池 allreal
EC4752 |  | Oscilloscope | DSO-X3024A | MY51360463 | SH Lab | 51#7F-PPT test lab | I | 2019-12-11 | 2020-12-10 | JSMI | Closed | 2011-11-25 16:25 |  | RMB | 37300 | Agilent Technologies | 示波器
EC4753 |  | G0-R5000 FULL-FIELD SPEED GONIOPHOTOMETER | GO-R5000 | YG114512N11090003 | SH Lab | 51#7F-LUM test lab | I | 2019-09-05 | — | EVERFINE | Repairing | 2011-12-19 09:17 | 附带远方分布式光度计配光性能测试与分析系统软件 V2.0.268（已升级至V2.0.279） | RMB | 948000 | 杭州远方光电信息股份有限公司 | GO-R5000 全空间快速分布光度计系统
EC4753 | 1 | High-accuracy Digital Photometer Head | ID-1000（G） | 11060003 | SH Lab | 51#7F-LUM test lab | I | 2019-09-05 | 2020-09-04 | EVERFINE | Closed | 2011-12-19 09:18 |  | RMB | 948000 | 杭州远方光电信息股份有限公司 | 精密智能测光探测器
EC4753 | 10 | IMAGE LUMINANCE METER | CX-2B_R5000 | YG113508N11080001 | SH Lab | 51#7F-LUM test lab | I | 2019-05-14 | 2020-05-13 | EVERFINE | Closed | 2011-12-19 09:21 | 附带远方成像亮度计软件 V2.00.119 | RMB | 948000 | 杭州远方光电信息股份有限公司 | 成像亮度计
EC4753 | 11 | CT400 Goniophotometers Controller | CT400 | YG100267N11070045 | SH Lab | 51#7F-LUM test lab | III | 2012-06-28 | — | ES AW | Closed | 2012-07-09 16:14 |  | RMB | 948000 | 杭州远方光电信息股份有限公司 | CT400 分布光度计控制器
EC4753 | 12 | Cross laser alignment |  | 11080046 | SH Lab | 51#7F-LUM test lab | III | 2012-06-28 | — | ES AW | Closed | 2012-07-09 16:15 |  | RMB | 948000 | 杭州远方光电信息股份有限公司 | 十字激光对准器
EC4753 | 2 | High-accuracy Digital Photometer Head | ID-1000（P-C） | 11030006 | SH Lab | 51#7F-LUM test lab | I | 2019-09-05 | 2020-09-04 | EVERFINE | Closed | 2011-12-19 09:18 |  | RMB | 948000 | 杭州远方光电信息股份有限公司 | 精密智能测光探测器
EC4753 | 3 | D908 Standard Light Source | D908 | 11020004 | SH Lab | 51#7F-LUM test lab | I | 2011-07-27 | — | NIM | Out of service | 2011-12-19 09:19 | 组里要求停用，复用等通知。2015-3-27 | RMB | 948000 | 杭州远方光电信息股份有限公司 | D908 通用标准光源
EC4753 | 4 | D908 Standard Light Source | D908 | 11020005 | SH Lab | 51#7F-LUM test lab | I | 2011-07-27 | — | NIM | Out of service |  | 组里要求停用，复用等通知。2015-3-27 | RMB | 948000 | 杭州远方光电信息股份有限公司 | D908 通用标准光源
EC4753 | 5 | D908 Standard Light Source | D908 | 11020009 | SH Lab | 51#7F-LUM test lab | I | 2012-08-16 | — | NIM | Out of service | 2011-12-19 09:20 | 组里要求停用，复用等通知。2015-3-27 | RMB | 948000 | 杭州远方光电信息股份有限公司 | D908 通用标准光源
EC4753 | 6 | PF2010A Digital Power Meter | PF2010A | 11040015 | SH Lab | 51#7F-LUM test lab | I | 2018-11-09 | 2019-11-08 | JSMI | Calibrating | 2011-12-19 09:20 |  | RMB | 948000 | 杭州远方光电信息股份有限公司 | PF2010A 数字功率计
EC4753 | 7 | WY12010 Digital CC&CV DC Power Supply | WY12010 | YG101109N11060003 | SH Lab | 51#7F-LUM test lab | I | 2019-11-04 | 2020-11-03 | JSMI | Closed | 2011-12-19 09:20 | 2011/11/09 补充计量纹波和负载效应项目 | RMB | 948000 | 杭州远方光电信息股份有限公司 | WY12010 精密数显直流稳流稳压电源
EC4753 | 8 | Intelligent AC Power Source | DPS 1060 | 11040009 | SH Lab | 51#7F-LUM test lab | I | 2019-07-04 | 2020-07-03 | SQI | Closed | 2011-12-19 09:28 | 2011/11/09 补充计量失真度和负载效应项目 | RMB | 948000 | 杭州远方光电信息股份有限公司 | DPS1060 智能变频交流电源
EC4753 | 9 | HAAS-2000 High Accuracy Array Spectroradio meter | HAAS-2000 (R5000) | YG108544N11060057 | SH Lab | 51#7F-LUM test lab | I | 2019-09-05 | 2020-09-04 | EVERFINE | Closed | 2011-12-19 09:21 | 附带远方高精度快速光谱辐射计测试与分析软件 V2.00.175 | RMB | 948000 | 杭州远方光电信息股份有限公司 | HAAS-2000 高精度快速光谱辐射计
EC4754 |  | thermometer | F52II | 16780206 | SH Lab | 51#7F-PPT test lab | II | 2019-10-31 | 2020-10-30 | ES AW | Closed | 2011-11-15 16:06 | fluck52II | RMB | 2250 | FLUKE | 点温计
EC4755 |  | infrared thermometer | F68 | 15030023 | SH Lab | 86#4F-Multimedia test lab | I | 2019-01-18 | 2020-01-17 | SIMT | Calibrating | 2011-11-15 16:06 | FLUCK 68 | RMB | 4850 | FLUKE | 红外测温仪
EC4756 |  | Digital Multimeter | F289C | 18040005 | IW BJ | BJ IW test lab | II | 2020-01-31 | 2021-01-30 | EC JZ | Closed | 2011-11-01 16:39 |  | RMB | 3900 | FLUKE | 万用表
EC4757 |  | FLEXIBLE CURRENT SENSOR | I3000S FLEX-24 | 17750070 | IW | BJ IW test lab | I | 2019-02-12 | 2020-02-11 | SIMT | Calibrating | 2011-11-16 15:10 | 2015.07.29 邮件确认 | RMB | 5250 | FLUKE | 柔性电流钳
EC4758 |  | FLEXIBLE CURRENT SENSOR | I3000S FLEX-24 | 17750069 | IW | BJ IW test lab | I | 2019-02-12 | 2020-02-11 | SIMT | Calibrating | 2011-11-16 15:10 | 2015.07.29 邮件确认 | RMB | 5250 | FLUKE | 柔性电流钳
EC4759 |  | Data Aquisitioning System | imc CS-5008-1 | 126166 | IW BJ | BJ IW test lab | I | 2011-12-30 | 2013-12-29 | NIM | Closed | 2011-12-26 13:57 | software ( famos) version:VF1.1-01 | EUR | 27330 | imcAccess Co.,Ltd | 风机载荷测试系统----8通道数据采集器
EC4759 | 1 | Data Aquisitioning System | CANSAS-L-SC16 | 889188 | IW BJ | BJ IW test lab | I | 2011-12-30 | 2013-12-29 | NIM | Closed | 2011-12-26 13:58 | Software imc devices verion2.7 R3 SP6 | EUR | 27330 | imcAccess Co.,Ltd | 风机载荷测试系统----16通道分布式采集模块
EC4759 | 10 | CT | ASK 101.4 | 94221259 | IW BJ | BJ IW test lab | I | 2013-06-14 | 2015-06-13 | SIMT | Closed | 2011-11-16 15:11 | 上海武田机电有限公司，PR11080008 | EUR | 27330 | MBS | 电流互感器
EC4759 | 101 | Data recorder |  |  | IW BJ | BJ IW test lab | III | 2011-12-30 | — | ES JH | Closed |  |  | EUR | 27330 | imcAccess Co.,Ltd | 记录仪
EC4759 | 102 | strain convertor |  |  | IW BJ | BJ IW test lab | III | 2011-12-30 | — | ES JH | Closed |  |  | EUR | 27330 | imcAccess Co.,Ltd | 应变变送器
EC4759 | 103 | Connecter & Signal converter |  |  | IW BJ | BJ IW test lab | III | 2011-12-30 | — | ES JH | Closed |  |  | RMB | 28532.7 |  | 接线连接器和信号变送器
EC4759 | 104 | Connecter & Signal converter |  |  | IW BJ | BJ IW test lab | III | 2011-12-30 | — | ES JH | Closed |  |  | RMB | 28532.7 |  | 接线连接器和信号变送器
EC4759 | 105 | Protection moudle |  |  | IW BJ | BJ IW test lab | III | 2011-12-30 | — | ES JH | Closed |  |  | RMB | 28532.7 |  | 电涌保护器
EC4759 | 106 | Power | Plus |  | IW BJ | BJ IW test lab | III | 2011-12-30 | — | ES JH | Closed |  |  | RMB | 28532.7 |  | 开关电源
EC4759 | 107 | Converter |  |  | IW BJ | BJ IW test lab | III | 2011-12-30 | — | ES JH | Closed |  |  | RMB | 28532.7 |  | 信号调整模块
EC4759 | 108 | Lightning protection module |  |  | IW BJ | BJ IW test lab | III | 2011-12-30 | — | ES JH | Closed |  |  | RMB | 28532.7 |  | 防雷模块DEHN
EC4759 | 109 | Isolation Module |  |  | IW BJ | BJ IW test lab | III | 2011-12-30 | — | ES JH | Closed |  |  | EUR | 27330 |  | 光电 隔离模块
EC4759 | 11 | PT | EMBSIN 351P | 137796 | IW BJ | BJ IW test lab | I | 2011-12-30 | — | SIMT | Out of service | 2011-12-30 16:50 | 上海武田机电有限公司，PR11080008 | EUR | 27330 | MBS | 功率变送器
EC4759 | 110 | cabinet |  | 126166 | IW BJ | BJ IW test lab | III | 2011-12-30 | — | ES JH | Closed |  | PR11080151/52 | EUR | 27330 |  | 机柜
EC4759 | 111 | strain box | HBM |  | IW BJ | BJ IW test lab | III | 2011-12-30 | — | ES JH | Closed |  |  | RMB | 28532.7 |  | 应变片工具箱
EC4759 | 12 | Inclinator |  |  | IW BJ | BJ IW test lab | III | 2011-11-05 | — | SIMT | Closed | 2011-12-30 16:50 |  | EUR | 27330 | VTI | 角度仪
EC4759 | 17 | no |  |  | SH Lab | 86#1F-Tools & machinery test lab | III | 2011-12-02 | — | ES JH | Cancel |  |  | EUR | 27330 |  | no
EC4759 | 2 | Data Aquisitioning System | CANSAS-L-INC4 | 889017 | IW BJ | BJ IW test lab | I | 2011-12-30 | 2013-12-29 | NIM | Closed | 2011-12-26 13:58 | Software imc devices verion2.7 R3 SP6 | EUR | 27330 | imcAccess Co.,Ltd | 风机载荷测试系统----4通道脉冲采集模块
EC4759 | 202 | strain convertor |  |  | IW BJ | BJ IW test lab | III | 2011-12-30 | — | ES JH | Closed |  |  | EUR | 27330 | imcAccess Co.,Ltd | 应变变送器
EC4759 | 203 | Connecter & Signal converter |  |  | IW BJ | BJ IW test lab | III | 2011-12-30 | — | ES JH | Closed |  |  | RMB | 28532.7 |  | 接线连接器和信号变送器
EC4759 | 204 | Connecter & Signal converter |  |  | IW BJ | BJ IW test lab | III | 2011-12-30 | — | ES JH | Closed |  |  | RMB | 28532.7 |  | 接线连接器和信号变送器
EC4759 | 205 | Protection moudle |  |  | IW BJ | BJ IW test lab | III | 2011-12-30 | — | ES JH | Closed |  |  | RMB | 28532.7 |  | 电涌保护器
EC4759 | 206 | Power | Plus |  | IW BJ | BJ IW test lab | III | 2011-12-30 | — | ES JH | Closed |  |  | RMB | 28532.7 |  | 开关电源
EC4759 | 207 | Converter |  |  | IW BJ | BJ IW test lab | III | 2011-12-30 | — | ES JH | Closed |  |  | RMB | 28532.7 |  | 信号调整模块
EC4759 | 208 | Lightning protection module |  |  | IW BJ | BJ IW test lab | III | 2011-12-30 | — | ES JH | Closed |  |  | RMB | 28532.7 |  | 防雷模块DEHN
EC4759 | 209 | Isolation Module |  | 126166 | IW BJ | BJ IW test lab | III | 2011-12-30 | — | ES JH | Closed |  | PR11070130 | EUR | 27330 |  | 光电 隔离模块
EC4759 | 210 | cabinet |  | 126166 | SH Lab | 86#3F-3F Power distribution room | III | 2011-12-30 | — | ES JH | Closed |  | PR11080151/52 | EUR | 27330 |  | 机柜
EC4759 | 3 | Data Aquisitioning System | CANSAS-BRIDGE2 | 889031 | IW BJ | BJ IW test lab | I | 2011-12-30 | 2013-12-29 | NIM | Closed | 2011-12-26 13:58 | Software imc devices verion2.7 R3 SP6 | EUR | 27330 | imcAccess Co.,Ltd | 风机载荷测试系统----2通道桥路测试模块
EC4759 | 302 | strain convertor |  |  | IW BJ | BJ IW test lab | III | 2011-12-30 | — | ES JH | Closed |  |  | EUR | 27330 | imcAccess Co.,Ltd | 应变变送器
EC4759 | 303 | Connecter & Signal converter |  |  | IW BJ | BJ IW test lab | III | 2011-12-30 | — | ES JH | Closed |  |  | RMB | 28532.7 |  | 接线连接器和信号变送器
EC4759 | 304 | Connecter & Signal converter |  |  | IW BJ | BJ IW test lab | III | 2011-12-30 | — | ES JH | Closed |  |  | RMB | 28532.7 |  | 接线连接器和信号变送器
EC4759 | 305 | Protection moudle |  |  | IW BJ | BJ IW test lab | III | 2011-12-30 | — | ES JH | Closed |  |  | RMB | 28532.7 |  | 电涌保护器
EC4759 | 306 | Power | Plus |  | IW BJ | BJ IW test lab | III | 2011-12-30 | — | ES JH | Closed |  |  | RMB | 28532.7 |  | 开关电源
EC4759 | 307 | Converter |  |  | IW BJ | BJ IW test lab | III | 2011-12-30 | — | ES JH | Closed |  |  | RMB | 28532.7 |  | 信号调整模块
EC4759 | 308 | Lightning protection module |  |  | IW BJ | BJ IW test lab | III | 2011-12-30 | — | ES JH | Closed |  |  | RMB | 28532.7 |  | 防雷模块DEHN
EC4759 | 309 | Isolation Module |  | 126166 | IW BJ | BJ IW test lab | III | 2011-12-30 | — | ES JH | Closed |  | PR11070130 | EUR | 27330 |  | 光电 隔离模块
EC4759 | 310 | cabinet |  | 126166 | SH Lab | 86#3F-3F Power distribution room | III | 2011-12-30 | — | ES JH | Closed |  | PR11080151/52 | EUR | 27330 |  | 机柜
EC4759 | 4 | Data Aquisitioning System | CANSAS-BRIDGE2 | 889032 | IW BJ | BJ IW test lab | I | 2011-12-30 | 2013-12-29 | NIM | Closed | 2011-12-26 13:58 | Software imc devices verion2.7 R3 SP6 | EUR | 27330 | imcAccess Co.,Ltd | 风机载荷测试系统----2通道桥路测试模块
EC4759 | 402 | strain convertor |  |  | IW BJ | BJ IW test lab | III | 2011-12-30 | — | ES JH | Closed |  |  | EUR | 27330 | imcAccess Co.,Ltd | 应变变送器
EC4759 | 403 | Connecter & Signal converter |  |  | IW BJ | BJ IW test lab | III | 2011-12-30 | — | ES JH | Closed |  |  | RMB | 28532.7 |  | 接线连接器和信号变送器
EC4759 | 405 | Protection moudle |  |  | IW BJ | BJ IW test lab | III | 2011-12-30 | — | ES JH | Closed |  |  | RMB | 28532.7 |  | 电涌保护器
EC4759 | 406 | Power | Plus |  | IW BJ | BJ IW test lab | III | 2011-12-30 | — | ES JH | Closed |  |  | RMB | 28532.7 |  | 开关电源
EC4759 | 407 | 信号调整模块 |  | 126166 | IW BJ | BJ IW test lab | III | 2011-12-30 | — | ES JH | Closed |  | PR11070099 | EUR | 27330 |  | 信号调整模块
EC4759 | 408 | Lightning protection module |  |  | IW BJ | BJ IW test lab | III | 2011-12-30 | — | ES JH | Closed |  |  | RMB | 28532.7 |  | 防雷模块DEHN
EC4759 | 409 | Isolation Module |  | 126166 | IW BJ | BJ IW test lab | III | 2011-12-30 | — | ES JH | Closed |  | PR11070130 | EUR | 27330 |  | 光电 隔离模块
EC4759 | 410 | cabinet |  | 126166 | IW BJ | BJ IW test lab | III | 2011-12-30 | — | ES JH | Closed |  | PR11080151/52 | EUR | 27330 |  | 机柜
EC4759 | 5 | Data Aquisitioning System | CANSAS-BRIDGE2 | 889033 | IW BJ | BJ IW test lab | I | 2011-12-30 | 2013-12-29 | NIM | Closed | 2011-12-26 13:58 | Software imc devices verion2.7 R3 SP6 | EUR | 27330 | imcAccess Co.,Ltd | 风机载荷测试系统----2通道桥路测试模块
EC4759 | 502 | strain convertor |  |  | IW BJ | BJ IW test lab | III | 2011-12-30 | — | ES JH | Closed |  |  | EUR | 27330 | imcAccess Co.,Ltd | 应变变送器
EC4759 | 503 | Connecter & Signal converter |  |  | IW BJ | BJ IW test lab | III | 2011-12-30 | — | ES JH | Closed |  |  | RMB | 28532.7 |  | 接线连接器和信号变送器
EC4759 | 505 | Protection moudle |  |  | IW BJ | BJ IW test lab | III | 2011-12-30 | — | ES JH | Closed |  |  | RMB | 28532.7 |  | 电涌保护器
EC4759 | 506 | Power | Plus |  | IW BJ | BJ IW test lab | III | 2011-12-30 | — | ES JH | Closed |  |  | RMB | 28532.7 |  | 开关电源
EC4759 | 508 | Lightning protection module |  |  | IW BJ | BJ IW test lab | III | 2011-12-30 | — | ES JH | Closed |  |  | RMB | 28532.7 |  | 防雷模块DEHN
EC4759 | 509 | Isolation Module |  | 126166 | IW BJ | BJ IW test lab | III | 2011-12-30 | — | ES JH | Closed |  | PR11070130 | EUR | 27330 |  | 光电 隔离模块
EC4759 | 510 | cabinet |  | 126166 | IW BJ | BJ IW test lab | III | 2011-12-30 | — | ES JH | Closed |  | PR11080151/52 | EUR | 27330 |  | 机柜
EC4759 | 6 | Data Aquisitioning System | CANSAS-BRIDGE2 | 889034 | IW BJ | BJ IW test lab | I | 2011-12-30 | 2013-12-29 | NIM | Closed | 2011-12-26 13:59 | Software imc devices verion2.7 R3 SP6 | EUR | 27330 | imcAccess Co.,Ltd | 风机载荷测试系统----2通道桥路测试模块
EC4759 | 602 | strain convertor |  |  | IW BJ | BJ IW test lab | III | 2011-12-30 | — | ES JH | Closed |  |  | EUR | 27330 | imcAccess Co.,Ltd | 应变变送器
EC4759 | 603 | Connecter & Signal converter |  |  | IW BJ | BJ IW test lab | III | 2011-12-30 | — | ES JH | Closed |  |  | RMB | 28532.7 |  | 接线连接器和信号变送器
EC4759 | 605 | Protection moudle |  |  | IW BJ | BJ IW test lab | III | 2011-12-30 | — | ES JH | Closed |  |  | RMB | 28532.7 |  | 电涌保护器
EC4759 | 606 | Power | Plus |  | IW BJ | BJ IW test lab | III | 2011-12-30 | — | ES JH | Closed |  |  | RMB | 28532.7 |  | 开关电源
EC4759 | 608 | Lightning protection module |  |  | IW BJ | BJ IW test lab | III | 2011-12-30 | — | ES JH | Closed |  |  | RMB | 28532.7 |  | 防雷模块DEHN
EC4759 | 609 | Isolation Module |  | 126166 | IW BJ | BJ IW test lab | III | 2011-12-30 | — | ES JH | Closed |  | PR11070130 | EUR | 27330 |  | 光电 隔离模块
EC4759 | 610 | cabinet |  | 126166 | IW BJ | BJ IW test lab | III | 2011-12-30 | — | ES JH | Closed |  | PR11080151/52 | EUR | 27330 |  | 机柜
EC4759 | 7 | Data Aquisitioning System | CANSAS-BRIDGE2 | 889035 | IW BJ | BJ IW test lab | I | 2011-12-30 | 2013-12-29 | NIM | Closed | 2011-12-26 13:59 | Software imc devices verion2.7 R3 SP6 | EUR | 27330 | imcAccess Co.,Ltd | 风机载荷测试系统----2通道桥路测试模块
EC4759 | 703 | Connecter & Signal converter |  |  | IW BJ | BJ IW test lab | III | 2011-12-30 | — | ES JH | Closed |  |  | RMB | 28532.7 |  | 接线连接器和信号变送器
EC4759 | 705 | Protection moudle |  |  | IW BJ | BJ IW test lab | III | 2011-12-30 | — | ES JH | Closed |  |  | RMB | 28532.7 |  | 电涌保护器
EC4759 | 706 | Power | Plus |  | IW BJ | BJ IW test lab | III | 2011-12-30 | — | ES JH | Closed |  |  | RMB | 28532.7 |  | 开关电源
EC4759 | 708 | Lightning protection module |  |  | IW BJ | BJ IW test lab | III | 2011-12-30 | — | ES JH | Closed |  |  | RMB | 28532.7 |  | 防雷模块DEHN
EC4759 | 709 | Isolation Module |  | 126166 | IW BJ | BJ IW test lab | III | 2011-12-30 | — | ES JH | Closed |  | PR11070130 | EUR | 27330 |  | 光电 隔离模块
EC4759 | 710 | cabinet |  | 126166 | IW BJ | BJ IW test lab | III | 2011-12-30 | — | ES JH | Closed |  | PR11080151/52 | EUR | 27330 |  | 机柜
EC4759 | 8 | CT | ASK 101.4 | 94221257 | IW BJ | BJ IW test lab | I | 2013-06-14 | 2015-06-13 | SIMT | Closed | 2011-11-16 15:11 | 上海武田机电有限公司，PR11080008 | EUR | 27330 | MBS | 电流互感器
EC4759 | 9 | CT | ASK 101.4 | 94221258 | IW BJ | BJ IW test lab | I | 2013-06-14 | 2015-06-13 | SIMT | Closed | 2011-11-16 15:11 | 上海武田机电有限公司，PR11080008 | EUR | 27330 | MBS | 电流互感器
EC4760 |  | light parameter synthetical testing system for light source（2.0m Integrating Sphere Main Unit） | 2.0m-积分球-R98-侧开孔Φ700mm-B-V1 | 11080098 | SH Lab | 51#7F-LUM test lab | III | 2012-06-19 | — | ES AW | Closed | 2012-07-16 15:01 |  | RMB | 187800 | 杭州远方光电信息股份有限公司 | 光源光电色综合测试系统（2.0m积分球）
EC4760 | 1 | HAAS-2000 High Accuracy Array Spectroradio meter | HAAS-2000 | YG106492T11070020 | SH Lab | 51#7F-LUM test lab | I | 2019-03-04 | 2020-03-03 | EVERFINE | Calibrating | 2011-12-20 09:12 | 附带远方高精度快速光谱辐射计测试与分析软件 V2.00.178（已升级至V.2.00.218） | RMB | 187800 | 杭州远方光电信息股份有限公司 | HAAS-2000 高精度快速光谱辐射计
EC4760 | 10 | PF2010A Digital Power Meter | PF2010A | 1101005 | SH Lab | 51#7F-LUM test lab | I | 2019-05-10 | 2020-05-09 | JSMI | Closed | 2011-12-20 09:43 |  | RMB | 187800 | 杭州远方光电信息股份有限公司 | PF2010A 数字功率计
EC4760 | 11 | PHOTO-2000F Faster Speed Photometer | PHOTO-2000F | 1012007 | SH Lab | 51#7F-LUM test lab | I | 2019-03-04 | 2020-03-03 | EVERFINE | Calibrating | 2011-12-20 09:30 | 附带远方快速光度分析系统软件 V1.00_PHOTO-2000F | RMB | 187800 | 杭州远方光电信息股份有限公司 | PHOTO-2000F 快速存储光度计
EC4760 | 12 | DPS1010 Intelligent AC Power Source | DPS 1010 | YG108727T11050004 | SH Lab | 51#7F-LUM test lab | I | 2019-04-15 | 2020-04-14 | SIMT | Closed | 2011-12-20 09:31 | 2011/11/09 补充计量失真度和负载效应项目 | RMB | 187800 | 杭州远方光电信息股份有限公司 | DPS1010 智能变频交流电源
EC4760 | 13 | light parameter synthetical testing system for light source（0.3m Integrating Sphere Main Unit） |  |  | SH Lab | 51#7F-LUM test lab | III | 2012-06-19 | — | ES AW | Closed | 2012-07-12 12:50 |  | RMB | 187800 | 杭州远方光电信息股份有限公司 | 光源光电色综合测试系统（0.3米积分球）
EC4760 | 14 | D204C Measuring auxiliary lamps | D204C | 11080007 | SH Lab | 51#7F-LUM test lab | III | 2012-06-19 | — | ES AW | Closed | 2012-08-01 10:22 |  | RMB | 187800 | 杭州远方光电信息股份有限公司 | D204C测光辅助灯
EC4760 | 2 | Programmable Test Power For LEDS | LED300E | YG100550N11060027 | SH Lab | 51#7F-LUM test lab | I | 2019-04-03 | 2020-04-02 | JSMI | Closed | 2011-12-20 09:12 |  | RMB | 187800 | 杭州远方光电信息股份有限公司 | 可编程LED测试电源
EC4760 | 3 | D062 Standard Light Source | D062 | 11060057 | SH Lab | 51#7F-LUM test lab | I | 2015-09-06 | — | EVERFINE | Out of service | 2011-12-20 09:13 | 封存2017.2.28 | RMB | 187800 | 杭州远方光电信息股份有限公司 | D062 通用标准光源
EC4760 | 4 | D062 Standard Light Source | D062 | 11060058 | SH Lab | 51#7F-LUM test lab | I | 2011-07-27 | — | NIM | Out of service | 2011-12-20 09:13 |  | RMB | 187800 | 杭州远方光电信息股份有限公司 | D062 通用标准光源
EC4760 | 5 | D062 Standard Light Source | D062 | 11060089 | SH Lab | 51#7F-LUM test lab | I | 2011-07-27 | — | NIM | Out of service | 2011-12-20 09:14 |  | RMB | 187800 | 杭州远方光电信息股份有限公司 | D062 通用标准光源
EC4760 | 6 | D204 Standard Light Source | D204 | 11060060 | SH Lab | 51#7F-LUM test lab | I | 2012-08-31 | — | NIM | Out of service | 2011-12-20 09:15 |  | RMB | 187800 | 杭州远方光电信息股份有限公司 | D204 通用标准光源
EC4760 | 7 | D204 Standard Light Source | D204 | 11060061 | SH Lab | 51#7F-LUM test lab | I | 2011-07-27 | — | ZJIM | Out of service | 2011-12-20 09:29 |  | RMB | 187800 | 杭州远方光电信息股份有限公司 | D204 通用标准光源
EC4760 | 8 | D204 Standard Light Source | D204 | 11060077 | SH Lab | 51#7F-LUM test lab | I | 2011-07-27 | — | NIM | Out of service | 2011-12-20 09:34 |  | RMB | 187800 | 杭州远方光电信息股份有限公司 | D204 通用标准光源
EC4760 | 9 | WY305 DIGITAL CC&CV DC POWER SUPPLY | WY305 | YG101118N11060112 | SH Lab | 51#7F-LUM test lab | I | 2019-04-03 | 2020-04-02 | JSMI | Closed | 2011-12-20 09:30 | 2011/11/09 补充计量纹波和负载效应项目 | RMB | 187800 | 杭州远方光电信息股份有限公司 | WY305 精密数显直流稳流稳压电源
EC4761 |  | Metal shim |  |  | SH Lab | 51#7F-PPT test lab | III | 2011-11-24 | — | ES LWF | Closed | 2011-11-29 15:40 |  | RMB | 850 |  | 金属垫片
EC4762 |  | figure 4 box |  |  | SH Lab | 51#7F-PPT test lab | I | 2019-10-30 | 2020-10-29 | SIMT | Closed | 2011-12-06 16:45 | / | RMB | 618 | Intertek SH（自制） | 漏电流测试盒
EC4763 |  | wind speed meter | 405-V1 | 39421857/106 | QD | Qindao test lab | I | 2019-07-11 | 2020-07-10 | SIMT | Closed | 2011-12-26 17:26 | 户外设备实验中，测试风速需要用到，青岛目前没有。 | RMB | 750 | TESTO | 风速计
EC4764 |  | Data Acquisition/Switch Unit | 34970A | MY44061221 | SH Lab | 86#3F-Heating & motor test lab | II | 2019-08-28 | 2020-08-27 | ES AW | Closed | 2011-11-14 09:42 | Agilent BenchLink Data Logger 3版本4.2.00 | RMB | 12480 | Agilent Technologies | 数据采集仪
EC4764 | 1 | module | 34901A | MY41143425 | SH Lab | 86#3F-Heating & motor test lab | III | 2011-11-02 | — | ES AW | Closed | 2011-11-14 09:42 | four channel modules | RMB | 3980 | Agilent Technologies | 模块
EC4764 | 2 | module | 34901A | MY41143546 | SH Lab | 86#3F-Heating & motor test lab | III | 2011-11-02 | — | ES AW | Closed | 2011-11-14 09:42 | four channel modules | RMB | 3980 | Agilent Technologies | 模块
EC4764 | 3 | module | 34901A | MY41143372 | SH Lab | 86#3F-3F Power distribution room | III | 2011-11-02 | — | ES AW | Closed | 2011-11-14 09:43 | four channel modules | RMB | 3980 | Agilent Technologies | 模块
EC4764 | 4 | module | 34901A | MY41143339 | SH Lab | 86#3F-Heating & motor test lab | III | 2011-11-02 | — | ES AW | Closed | 2011-11-14 09:43 | four channel modules | RMB | 3980 | Agilent Technologies | 模块
EC4765 | 1 | heat-resistant plate |  |  | SH Lab | 86#3F-Heating & motor test lab | II | 2016-11-24 | — | ES CZ | Out of service | 2011-12-02 09:27 |  | RMB | 220 |  | 模拟面包片
EC4765 | 2 | heat-resistant plate |  |  | SH Lab | 86#3F-Heating & motor test lab | II | 2016-11-24 | — | ES CZ | Out of service | 2011-12-02 09:29 |  | RMB | 220 |  | 模拟面包片
EC4765 | 3 | heat-resistant plate |  |  | SH Lab | 86#3F-Heating & motor test lab | II | 2019-11-26 | 2020-11-25 | EC JK | Closed | 2011-12-02 09:30 |  | RMB | 220 |  | 模拟面包片
EC4765 | 4 | heat-resistant plate |  |  | SH Lab | 86#3F-Heating & motor test lab | II | 2019-11-24 | 2020-11-23 | EC JK | Closed | 2011-12-02 09:35 |  | RMB | 220 |  | 模拟面包片
EC4765 | 5 | heat-resistant plate |  |  | SH Lab | 86#3F-Heating & motor test lab | II | 2019-11-24 | 2020-11-23 | EC JK | Closed | 2011-12-02 09:34 |  | RMB | 220 |  | 模拟面包片
EC4765 | 6 | heat-resistant plate |  |  | SH Lab | 86#3F-Heating & motor test lab | II | 2019-11-24 | 2020-11-23 | EC JK | Closed | 2011-12-02 09:34 |  | RMB | 220 |  | 模拟面包片
EC4766 |  | reference cell | 单晶硅125mm*125mm |  | SH Lab | Shibei PV lab | I | 2013-11-21 | — | NIM | Out of service | 2011-12-23 09:33 | NIM*1 | RMB | 25000 | 中国计量院 | 参考电池 NIM
EC4767 |  | Power Supply of Stand lamps for UV | SIS-631 紫外光辐射标准灯电源 UVS-8005 | YG113282N11060006 | SH Lab | 85#5F-ACCE & LUM test lab | I | 2018-08-02 | 2022-08-01 | MFG | Closed | 2011-12-06 15:53 | Everfine 杭州远方光电信息股份有限公司 | RMB | 20000 | 杭州远方光电信息股份有限公司 | UV标准灯电源
EC4768 |  | High voltage withstand tester | ZHZ8-10KVA | N00748 | SH Lab | 86#3F-Home appliance test lab | I | 2019-11-04 | 2020-11-03 | JSMI | Closed | 2011-12-19 16:39 | 10KV 100ma | RMB | 8600 | 上海安表电子有限公司 | 高压耐压测试仪
EC4769 |  | AC/DC Clamp ampere meter | 3288-20 | 110504832 | SH Lab | 51#7F-PPT test lab | I | 2019-01-03 | 2020-01-02 | SIMT | Calibrating | 2011-12-16 15:03 | HIOKI(日置） | RMB | 1600 | HIOKI日置 | 交/直流钳形电流表
EC4770 |  | Light meter | 1339 | 110419289 | SH Lab | 51#7F-PPT test lab | I | 2015-07-10 | — | SIMT | Disposal | 2011-12-16 15:04 | Type:TES-1339 | RMB | 1200 | TES | 照度计
EC4771 |  | AC frequency conversion Power source | 30KVA | F311100070 | SH Lab | 51#7F-PPT test lab | III | 2011-12-19 | — | ES JH | Closed | 2011-12-23 15:39 | 艾普斯AFC-31030 | RMB | 70000 | 上海欣畅电子科技有限公司 | 交流变频电源
EC4772 |  | power transmitter | S3-WD-1-52500BY | JK0151 | IW BJ | 86#1F-IW test lab | I | 2018-01-15 | 2020-01-14 | SIMT | Closed | 2011-12-12 15:50 |  | RMB | 1500 | 苏州市原创自动化科技有限公司 | 功率变送器
EC4773 |  | CT | AKH-0.66-G-30*301 | CB-JC30I | IW BJ | 86#1F-IW test lab | I | 2018-01-10 | 2020-01-09 | JSMI | Calibrating | 2011-12-12 15:50 |  | RMB | 110 | 上海安科瑞电气股份有限公司 | 电流互感器
EC4774 |  | x-ray dose meter | Unfors Xi |  | SH Lab | 51#7F-CM test lab | I | 2019-08-22 | 2020-08-21 | RAYSAFE | Closed | 2011-12-16 08:56 |  | RMB | 271800 | 安辐（上海）仪表贸易有限公司 | X光剂量计
EC4774 | 1 | x-ray dose meter | Mammo Pro，Mammo Pro Plus ，R/F & Mammo | 180726 | SH Lab | 51#7F-CM test lab | I | 2019-08-22 | 2020-08-21 | NIM | Closed | 2011-12-16 09:03 |  | RMB | 271800 | 安辐（上海）仪表贸易有限公司 | X光剂量计
EC4774 | 2 | x-ray dose meter | CT | 176729 | SH Lab | 51#7F-CM test lab | I | 2019-08-22 | 2020-08-21 | NIM | Closed | 2011-12-16 09:13 |  | RMB | 271800 | 安辐（上海）仪表贸易有限公司 | X光剂量计
EC4774 | 3 | x-ray dose meter | mAs | 176860 | SH Lab | 51#7F-CM test lab | I | 2019-08-22 | 2020-08-21 | NIM | Closed | 2011-12-16 09:13 |  | RMB | 271800 | 安辐（上海）仪表贸易有限公司 | X光剂量计
EC4774 | 4 | x-ray dose meter | Survey | 175575 | SH Lab | 51#7F-CM test lab | I | 2019-08-22 | 2020-08-21 | NIM | Closed | 2011-12-16 09:14 |  | RMB | 271800 | 安辐（上海）仪表贸易有限公司 | X光剂量计
EC4775 |  | Insulation Resistance Tester | PC27-1 | 40804 | IW | 86#1F-Small Wind Turbine Lab | I | 2019-02-11 | 2020-02-10 | JSMI | Calibrating | 2011-12-15 10:13 |  | RMB | 460 | 上海太欧电子有限公司 | 绝缘电阻测试仪
EC4776 |  | Insulation Resistance Tester | PC27-1 | 40846 | IW | 86#1F-Small Wind Turbine Lab | I | 2019-02-11 | 2020-02-10 | JSMI | Calibrating | 2011-12-15 10:13 |  | RMB | 460 | 上海太欧电子有限公司 | 绝缘电阻测试仪
EC4777 |  | residual voltage equipment |  |  | SH Lab | 51#7F-CM test lab | II | 2019-11-28 | 2020-11-27 | ES AW | Closed | 2011-12-09 12:23 |  | RMB | 699 | Intertek SH（自制） | 残余电压设备
EC4778 |  | Sunlight simulator | CEL‐LBLAX500 |  | SH Lab | 51#7F-PPT test lab | III | 2011-11-29 | — | ES JH | Closed | 2011-11-29 17:09 | CEL‐LBLAX500 | RMB | 8000 | 北京中教金源科技有限公司 | 太阳光模拟器
EC4779 |  | Leakage Current Filter |  |  | SH Lab | 51#7F-CM test lab | I | 2018-04-20 | — | SIMT | Repairing | 2011-12-15 12:31 |  | RMB | 478.6 | Intertek SH（自制） | 泄漏电流测试盒
EC4780 |  | Impact hammer |  |  | SH Lab | 51#7F-PPT test lab | II | 2019-12-28 | 2020-03-27 | EC JK | Closed | 2011-12-26 16:27 |  | RMB | 1800 |  | 冲击锤
EC4781 |  | reference cell | 200035 Mono+Th | 10-0282-01 | SH Lab | Shibei PV lab | I | 2014-06-23 | — | NIM | Out of service | 2011-12-23 09:32 | PASAN *1；封存 | RMB | 21339 | PASAN *1 | 参考电池 PASAN
EC4782 |  | tachometer | PET-2000DXR | 1008 | SH Lab | 86#4F-EMC test lab | I | 2019-03-08 | 2020-03-07 | JSMI | Calibrating | 2011-12-27 09:47 |  | RMB | 1200 | oppama | 转速表
EC4783 |  | Accessibility probe |  |  | SH Lab | 86#3F-Home appliance test lab | II | 2019-12-26 | 2020-12-25 | ES AW | Closed | 2011-12-26 17:23 |  | RMB | 4500 |  | 可触及试验指
EC4784 |  | JN338A rotational sensor | JN338-300AN | 11101151AN | IW | 86#1F-IW test lab | I | 2015-03-10 | — | SIMT | Out of service | 2011-12-26 13:56 | 封存 | RMB | 11500 | 北京新宇航世纪科技有限公司 | 转矩转速传感器
EC4785 |  | CLAMP ON AC/DC HiTESTER | 3284 | 111002365 | IW BJ | 86#1F-IW test lab | I | 2019-02-12 | 2020-02-11 | SIMT | Calibrating | 2011-12-26 13:57 | 原先无此设备。原测试使用替代的设备万用表EC4009,由于功能不同，故测试时接线比使用钳形表复杂，容易出错，有危险。 | RMB | 4500 | HIOKI日置 | 交/直流钳型表
EC4786 |  | Pink noise generator | NG8280 | 203 | SH Lab | 86#4F-Multimedia test lab | I | 2019-03-06 | 2020-03-05 | JSMI | Calibrating | 2011-12-23 10:12 | 带换相(0度-90度)，带1KHZ-PINK NOISE 切换，音频幅度为（0-8Vr ms）分10档 | RMB | 33500 | 瑞典ETL SEMKO | 粉红噪声发生器
EC4787 |  | Electronic load | PLZ150U |  | SH Lab | 51#7F-PPT test lab | I | 2019-12-19 | 2020-12-18 | JSMI | Closed | 2011-12-23 16:09 | 菊水PLZ150U 外加软件1套 | RMB | 67760 | 日本菊水 | 电子负载
EC4787 | 1 | Electronic load | PLZ150U-1 | RH002199 | SH Lab | 51#7F-PPT test lab | I | 2019-12-19 | 2020-12-18 | JSMI | Closed | 2011-12-23 16:16 | 菊水PLZ150U 外加软件1套 | RMB | 67760 | 日本菊水 | 电子负载
EC4787 | 2 | Electronic load | PLZ150U-2 | RH002201 | SH Lab | 51#7F-PPT test lab | I | 2019-12-19 | 2020-12-18 | JSMI | Closed | 2011-12-23 16:17 | 菊水PLZ150U 外加软件1套 | RMB | 67760 | 日本菊水 | 电子负载
EC4787 | 3 | Electronic load | PLZ150U-3 | RH002202 | SH Lab | 51#7F-PPT test lab | I | 2019-12-19 | 2020-12-18 | JSMI | Closed | 2011-12-23 16:18 | 菊水PLZ150U 外加软件1套 | RMB | 67760 | 日本菊水 | 电子负载
EC4787 | 4 | Electronic load | PLZ150U-4 | RH002203 | SH Lab | 51#7F-PPT test lab | I | 2019-12-19 | 2020-12-18 | JSMI | Closed | 2011-12-23 16:19 | 菊水PLZ150U 外加软件1套 | RMB | 67760 | 日本菊水 | 电子负载
EC4787 | 5 | Electronic load | PLZ150U-5 | RH002204 | SH Lab | 51#7F-PPT test lab | I | 2019-12-19 | 2020-12-18 | JSMI | Closed | 2011-12-23 16:20 | 菊水PLZ150U 外加软件1套 | RMB | 67760 | 日本菊水 | 电子负载
EC4788 |  | Portable Data acquisition instrument | LR8402-21 | 111104902 | SH Lab | 86#3F-Home appliance test lab | II | 2019-03-20 | 2020-03-19 | ES AW | Closed | 2011-12-26 13:19 |  | RMB | 27980 | HIOKI日置 | 便携式数据采集仪
EC4789 |  | Ranghoods test control box | 定制 |  | SH Lab | 86#3F-Home appliance test lab | III | 2012-04-13 | — | ES AW | Closed | 2011-12-27 16:49 |  | RMB | 34000 | 上海源泛电热电器厂 | 油烟机测试控制箱
EC4789 | 1 | XMA series single phase electricity meters | XMA-MA-3 |  | SH Lab | 86#3F-Home appliance test lab | II | 2019-03-26 | 2020-03-25 | ES AW | Closed | 2011-12-23 10:52 |  | RMB | 34000 | 北京金立石仪表科技有限公司 | XMA系列单相综合电量仪表
EC4789 | 10 | Current transformer | NLH1-0.66 | 405 | SH Lab | 86#3F-Home appliance test lab | III | 2012-03-12 | — | SIMT | Closed | 2011-12-23 10:57 |  | RMB | 34000 | 浙江正泰 | 电流互感器
EC4789 | 11 | Current transformer | NLH1-0.66 | 406 | SH Lab | 86#3F-Home appliance test lab | III | 2012-03-12 | — | SIMT | Closed | 2011-12-23 10:57 |  | RMB | 34000 | 浙江正泰 | 电流互感器
EC4789 | 12 | Current transformer | NLH1-0.66 | 407 | SH Lab | 86#3F-Home appliance test lab | III | 2012-03-12 | — | SIMT | Closed | 2011-12-23 10:58 |  | RMB | 34000 | 浙江正泰 | 电流互感器
EC4789 | 13 | Current transformer | NLH1-0.66 | 408 | SH Lab | 86#3F-Home appliance test lab | III | 2012-03-12 | — | SIMT | Closed | 2011-12-23 10:58 |  | RMB | 34000 | 浙江正泰 | 电流互感器
EC4789 | 14 | Current transformer | NLH1-0.66 | 409 | SH Lab | 86#3F-Home appliance test lab | III | 2012-03-12 | — | SIMT | Closed | 2011-12-23 10:59 |  | RMB | 34000 | 浙江正泰 | 电流互感器
EC4789 | 2 | XMA series single phase electricity meters | XMA-MA-3 |  | SH Lab | 86#3F-Home appliance test lab | II | 2019-03-26 | 2020-03-25 | ES AW | Closed | 2011-12-23 10:52 |  | RMB | 34000 | 北京金立石仪表科技有限公司 | XMA系列单相综合电量仪表
EC4789 | 3 | XMA series single phase electricity meters | XMA-MA-3 |  | SH Lab | 86#3F-Home appliance test lab | II | 2019-03-26 | 2020-03-25 | ES AW | Closed | 2011-12-23 10:53 |  | RMB | 34000 | 北京金立石仪表科技有限公司 | XMA系列单相综合电量仪表
EC4789 | 4 | XMA series single phase electricity meters | XMA-MA-3 |  | SH Lab | 86#3F-Home appliance test lab | II | 2019-03-26 | 2020-03-25 | ES AW | Closed | 2011-12-23 10:53 |  | RMB | 34000 | 北京金立石仪表科技有限公司 | XMA系列单相综合电量仪表
EC4789 | 5 | XMA series single phase electricity meters | XMA-MA-3 |  | SH Lab | 86#3F-Home appliance test lab | II | 2019-03-26 | 2020-03-25 | ES AW | Closed | 2011-12-23 10:53 |  | RMB | 34000 | 北京金立石仪表科技有限公司 | XMA系列单相综合电量仪表
EC4789 | 6 | XMA series single phase electricity meters | XMA-MA-3 |  | SH Lab | 86#3F-Home appliance test lab | II | 2019-03-26 | 2020-03-25 | ES AW | Closed | 2011-12-23 10:54 |  | RMB | 34000 | 北京金立石仪表科技有限公司 | XMA系列单相综合电量仪表
EC4789 | 7 | XMA series single phase electricity meters | XMA-MA-3 |  | SH Lab | 86#3F-Home appliance test lab | II | 2019-03-26 | 2020-03-25 | ES AW | Closed | 2011-12-23 10:54 |  | RMB | 34000 | 北京金立石仪表科技有限公司 | XMA系列单相综合电量仪表
EC4789 | 8 | Current transformer | NLH1-0.66 | 403 | SH Lab | 86#3F-Home appliance test lab | III | 2012-03-12 | — | SIMT | Closed | 2011-12-23 10:56 |  | RMB | 34000 | 浙江正泰 | 电流互感器
EC4789 | 9 | Current transformer | NLH1-0.66 | 404 | SH Lab | 86#3F-Home appliance test lab | III | 2012-03-12 | — | SIMT | Closed | 2011-12-23 10:56 |  | RMB | 34000 | 浙江正泰 | 电流互感器
EC4790 |  | short circuit tester | 定制 |  | SH Lab | Shibei PV lab | III | 2011-12-23 | — | ES JH | Out of service | 2011-12-26 16:53 |  | RMB | 19000 | 上海项葵测试仪器经销部 | 短路测试装置
EC4790 | 1 | Digital display Ammeter | SX48DP4 |  | SH Lab | Shibei PV lab | I | 2011-12-23 | — | SIMT | Out of service | 2011-12-26 16:54 |  | RMB | 19000 | 上海项葵测试仪器经销部 | 数显电流表
EC4790 | 2 | Rheostat | BX8-35 （280V 5-0.5A） |  | SH Lab | Shibei PV lab | III | 2011-12-23 | — | ES JH | Out of service | 2011-12-26 16:54 |  | RMB | 19000 | 上海胜新电器厂 | 滑线变阻器
EC4790 | 3 | Rheostat | BX8-14 （280V 0.6-0.05A） |  | SH Lab | Shibei PV lab | III | 2011-12-23 | — | ES JH | Out of service | 2011-12-26 16:54 |  | RMB | 19000 | 上海胜新电器厂 | 滑线变阻器
EC4790 | 4 | short circuit tester |  |  | SH Lab | Shibei PV lab | III | 2011-12-23 | — | MFG | Out of service | 2011-12-26 16:55 | 该设备号多余，取消。 | RMB | 19000 | 上海项葵测试仪器经销部 | 短路测试装置
EC4791 |  | Microphone system |  |  | IW BJ | 86#1F-Small Wind Turbine Lab | III | 2013-07-08 | — | SIMT | Closed | 2011-12-27 10:00 | 此编号取消 | RMB | 7950 | 北京声望声电技术有限公司 | 声音采集单元
EC4791 | 1 | Microphone system（MP201 and MA231） | MP201 and MA231 | 490334 | IW BJ | 86#1F-Small Wind Turbine Lab | I | 2015-07-02 | 2016-07-01 | SIMT | Closed | 2011-12-27 10:01 | 传声器加前置放大器与EC4811-1 一起计量，传声器490417+前置放大器491609合并的序列号490334。注：MP201和MA231下次分开计量 | RMB | 7950 | 北京声望声电技术有限公司 | 声音采集通道（传声器+前置放大器）
EC4791 | 2 | Sound Calibrator | CA114 | 490100 | IW BJ | 86#1F-Small Wind Turbine Lab | I | 2015-08-21 | 2016-08-20 | SIMT | Closed | 2011-12-27 10:01 |  | RMB | 7950 | 北京声望声电技术有限公司 | 声学校准器
EC4792 | 1 | 1-18GHz喇叭天线 | 3117 | 139067 | SH Lab | 86#6F-SAC-Semi anechoic chamber test lab | I | 2019-02-26 | 2020-02-25 | NIM | Calibrating | 2011-12-28 12:59 |  | RMB | 380000 | ETS-Lindgren | 1-18GHz喇叭天线
EC4792 | 10 | CDN-M1/32A Coupling and Decoupling Network | CDN-M1/32A | 1211 – 51 | SH Lab | 86#4F-EMC test lab | I | 2019-02-12 | 2020-02-11 | SIMT | Calibrating | 2011-12-28 13:05 |  | RMB | 380000 | EMTEST | CDN-M1/32A 耦合/去耦网络
EC4792 | 11 | CA M1 | CA M1 |  | SH Lab | 86#4F-EMC test lab | III | 2011-12-28 | — | ES JH | Closed | 2011-12-28 13:05 | 该适配器仅作为附件使用，不作为设备，设备编号取消。 | RMB | 380000 | EMTEST | CDN M1的校准适配器
EC4792 | 12 | CDN-M3N Coupling and Decoupling Network | CDN-M3N | 1211 – 52 | SH Lab | 86#4F-EMC test lab | I | 2019-02-12 | 2020-02-11 | SIMT | Calibrating | 2011-12-28 13:05 |  | RMB | 380000 | EMTEST | CDN-M3N 耦合/去耦网络
EC4792 | 13 | CDN-M3N/32A Coupling and Decoupling Network | CDN-M3N/32A | 1211 – 53 | SH Lab | 86#4F-EMC test lab | I | 2019-02-12 | 2020-02-11 | SIMT | Calibrating | 2011-12-28 13:06 |  | RMB | 380000 | EMTEST | CDN-M3N/32A 耦合/去耦网络
EC4792 | 14 | CA M2/M3/AF3(N) | CA M2/M3/AF3(N) |  | SH Lab | 86#4F-EMC test lab | III | 2011-12-28 | — | ES JH | Closed | 2011-12-28 13:06 | 该适配器仅作为附件使用，不作为设备，设备编号取消。 | RMB | 380000 | EMTEST | CDN M2/M3 和 CDN AF3 的校准适配器
EC4792 | 15 | CDN-T8-RJ45 Coupling and Decoupling Network | CDN-T8-RJ45 | 1211 – 54 | SH Lab | 86#4F-EMC test lab | I | 2019-09-23 | 2020-09-22 | SIMT | Closed | 2011-12-28 13:07 |  | RMB | 380000 | EMTEST | Coupling and Decoupling Network 耦合/去耦网络，RJ45接头
EC4792 | 16 | CA T8RJ45（改为R-100N） | CA T8RJ45（改为R-100N） | 0511-83 | SH Lab | 86#4F-EMC test lab | I | 2019-02-12 | 2020-02-11 | SIMT | Calibrating | 2011-12-28 13:07 |  | RMB | 380000 | EMTEST | CDN T8RJ45 校准适配器（改为校准电阻R-100N）
EC4792 | 17 | CA T8RJ45（改为T-50） | （T-50） |  | SH Lab | 86#4F-EMC test lab | I | 2019-02-12 | 2020-02-11 | SIMT | Calibrating | 2011-12-28 13:07 |  | RMB | 380000 | EMTEST | CDN T8RJ45 校准适配器（改为T-50终端电阻）
EC4792 | 2 | JS41-00101800-30-10P | JS41-00101800-30-10P | 1201 | SH Lab | 86#6F-SAC-Semi anechoic chamber test lab | I | 2015-04-22 | — | CEPREI | Repairing | 2011-12-28 12:59 |  | RMB | 380000 | MITEQ | 1-18GHz的预放大器
EC4792 | 3 | HAP18-26W | HAP18-26W | 31 | SH Lab | 86#6F-SAC-Semi anechoic chamber test lab | I | 2017-07-10 | 2020-07-09 | NIM | Closed | 2011-12-28 12:59 |  | RMB | 380000 | TOYO | Horn Antenna Preamp
EC4792 | 4 | ESD Generator | NSG 437 | 530 | SH Lab | 86#4F-EMC Shielding room | I | 2019-03-28 | 2020-03-27 | JSMI | Calibrating | 2011-12-28 13:00 |  | RMB | 380000 | TESEQ | ESD 静电枪
EC4792 | 5 | CMAD20A | CMAD20A | 31307 | SH Lab | 86#4F-EMC test lab | I | 2011-12-28 | — | MFG | Disposal | 2011-12-28 13:01 | 已改为工具，工具号TL0121-1。 | RMB | 380000 | TESEQ | CMAD20A 共模吸收装置
EC4792 | 6 | CDN-M1/16A Coupling and Decoupling Network | CDN-M1/16A | 1211 - 50 | SH Lab | 86#4F-EMC test lab | I | 2019-10-12 | 2020-10-11 | SIMT | Closed | 2011-12-28 13:01 |  | RMB | 380000 | EMTEST | CDN-M1/16A 耦合/去耦网络及附件
EC4792 | 7 | CDN-M1/16A Coupling and Decoupling Network | CDN-M1/16A | 1211 – 49 | SH Lab | 86#4F-EMC test lab | I | 2019-09-23 | 2020-09-22 | SIMT | Closed | 2011-12-28 13:02 |  | RMB | 380000 | EMTEST | CDN-M1/16A 耦合/去耦网络及附件
EC4792 | 8 | CMAD20A | CMAD20A | 31319 | SH Lab | 86#4F-EMC test lab | I | 2011-12-28 | — | MFG | Disposal | 2011-12-28 13:04 | 已改为工具，工具号TL0121-2。 | RMB | 380000 | EMTEST | CMAD20A 共模吸收装置
EC4792 | 9 | CAA M2/M3N | CAA M2/M3N |  | SH Lab | 86#4F-EMC test lab | III | 2011-12-28 | — | MFG | Closed | 2011-12-28 13:08 | 该适配器仅作为附件使用，不作为设备，设备编号取消。 | RMB | 380000 | EMTEST | CDN-M2N 和 CDN-M3N(AE-端口)校准组件
EC4793 |  | EN6100-4-13 test system |  |  | SH Lab | 86#4F-EMC test lab | III | 2011-12-23 | — | ES JH | Closed | 2011-12-27 09:53 | EN6100-4-13测试系统由EC4793-1～6子设备组成，无总设备。 | RMB | 437500 | 日本·NF | EN6100-4-13测试系统
EC4793 | 1 | ES series Programmable AC/DC Power Source | ES2000U | 9135287 | SH Lab | 86#4F-EMC test lab | I | 2019-03-15 | 2020-03-14 | SIMT | Calibrating | 2011-12-27 09:53 | - | RMB | 437500 | NF（日本） | 仿真电源 ES2000U
EC4793 | 2 | Booster ES2000B | ES2000B | 9135219 | SH Lab | 86#4F-EMC test lab | I | 2019-03-15 | 2020-03-14 | SIMT | Calibrating | 2011-12-27 09:54 | - | RMB | 437500 | NF（日本） | 功率增强器 ES2000B
EC4793 | 3 | Multifunction Generator WF1974 | WF1974 | 9138955 | SH Lab | 86#4F-EMC test lab | I | 2018-04-04 | — | JSMI | Disposal | 2011-12-27 09:54 | 封存 | RMB | 437500 | NF（日本） | 多功能信号发生器 WF1974
EC4793 | 4 | Multifunction Generator WF1974 | WF1974 | 9138958 | SH Lab | 86#4F-EMC test lab | I | 2019-04-04 | 2020-04-03 | JSMI | Closed | 2011-12-27 09:55 | - | RMB | 437500 | NF（日本） | 多功能信号发生器 WF1974
EC4793 | 5 | Multifunction Generator WF1974 | WF1974 | 9138956 | SH Lab | 86#4F-EMC test lab | I | 2019-04-04 | 2020-04-03 | JSMI | Closed | 2011-12-27 09:55 | - | RMB | 437500 | NF（日本） | 多功能信号发生器 WF1974
EC4793 | 6 | Multifunction Generator WF1974 | WF1974 | 9138957 | SH Lab | 86#4F-EMC test lab | I | 2018-04-04 | — | JSMI | Disposal | 2011-12-27 09:56 | -封存 | RMB | 437500 | NF（日本） | 多功能信号发生器 WF1974
EC4794 |  | foot probe |  |  | SH Lab | 86#1F-Garden tools test lab (Ⅰ) | II | 2019-12-26 | 2020-12-25 | ES AW | Closed | 2011-12-26 15:58 |  | RMB | 2400 |  | 测试脚
EC4795 |  | IP CODE |  |  | IW BJ | 86#1F-Small Wind Turbine Lab | III | 2011-12-26 | — | ES LWF | Out of service | 2011-12-26 16:14 | 封存 | RMB | 7786 |  | 外壳防护等级
EC4795 | 1 | IP CODE |  |  | PT | 51#7F-SH Wind test lab | I | 2014-09-15 | — | SIMT | Out of service |  | 封存 | RMB | 7786 |  | 外壳防护等级（压力表）
EC4795 | 2 | IP CODE |  |  | IW BJ | 51#7F-SH Wind test lab | I | 2014-07-04 | — | SIMT | Out of service |  | 封存 | RMB | 7786 |  | 外壳防护等级（流量计）
EC4796 |  | EL detection system |  |  | SH Lab | Shibei PV lab | I | 2015-01-29 | — | SIMT | Out of service | 2011-12-26 15:19 | 尼康1230万像素 封存； | RMB | 62000 |  | 影裂检测系统
EC4797 | 1 | Lamp Gauges |  |  | SH Lab | 51#7F-LUM test lab | II | 2019-12-17 | 2020-12-16 | ES AW | Closed | 2011-12-26 16:19 |  | RMB | 3000 |  | 27H量规
EC4797 | 2 | Lamp Gauges |  |  | SH Lab | 51#7F-LUM test lab | II | 2019-12-17 | 2020-12-16 | ES AW | Closed | 2011-12-26 16:19 |  | RMB | 1400 |  | 28C量规
EC4797 | 3 | Lamp Gauges |  |  | SH Lab | 51#7F-LUM test lab | II | 2019-12-17 | 2020-12-16 | ES AW | Closed | 2011-12-26 16:20 |  | RMB | 1200 |  | 27J量规
EC4797 | 4 | Lamp Gauges |  |  | SH Lab | 51#7F-LUM test lab | II | 2019-12-17 | 2020-12-16 | ES AW | Closed | 2011-12-26 16:20 |  | RMB | 2800 |  | 32量规
EC4797 | 5 | Lamp Gauges |  |  | SH Lab | 51#7F-LUM test lab | II | 2019-12-17 | 2020-12-16 | ES AW | Closed | 2011-12-26 16:20 |  | RMB | 1400 |  | 28F量规
EC4797 | 6 | lamp Gauges |  |  | SH Lab | 51#7F-LUM test lab | II | 2019-12-17 | 2020-12-16 | ES AW | Closed |  |  | RMB | 3000 |  | 量规27K
EC4797 | 7 | lamp Gauges |  |  | SH Lab | 51#7F-LUM test lab | II | 2019-12-17 | 2020-12-16 | ES AW | Closed |  |  | RMB | 2800 |  | 量规26D
EC4798 |  | solid link |  |  | SH Lab | 85#5F-Gauge room | III | 2012-01-11 | — | ES AW | Closed | 2012-01-17 10:44 | 跟EC3703类似, 除尺寸不一样. (量规上分别注明 type a, b, c or d) | RMB | 400 |  | 实心保险丝
EC4798 | 1 | solid link |  |  | SH Lab | 85#5F-Gauge room | II | 2020-01-11 | 2021-01-10 | ES AW | Closed | 2012-01-17 10:44 | 跟EC3703类似, 除尺寸不一样. (量规上分别注明 type a, b, c or d) | RMB | 400 |  | 实心保险丝
EC4798 | 2 | solid link |  |  | SH Lab | 85#5F-Gauge room | II | 2020-01-11 | 2021-01-10 | ES AW | Closed | 2012-01-17 10:45 | 跟EC3703类似, 除尺寸不一样. (量规上分别注明 type a, b, c or d) | RMB | 400 |  | 实心保险丝
EC4798 | 3 | solid link |  |  | SH Lab | 85#5F-Gauge room | II | 2020-01-11 | 2021-01-10 | ES AW | Closed | 2012-01-17 10:45 | 跟EC3703类似, 除尺寸不一样. (量规上分别注明 type a, b, c or d) | RMB | 400 |  | 实心保险丝
EC4799 |  | test equipment for high pressure cleaner electric control cabinet | 定制 |  | SH Lab | 86#1F-Garden tools test lab (Ⅰ) | III | 2012-07-05 | — | ES AW | Closed | 2011-12-27 17:13 |  | RMB | 134067.43 | 上海晶苓电子科技有限公司 | 高压清洗机测试设备电控柜
EC4799 | 1 | Electromagnetic flow meter | WP-EMF-A(15)1E1AB11W52 | 23709 | SH Lab | 86#1F-Garden tools test lab (Ⅰ) | I | 2018-08-08 | 2020-08-07 | SIMT | Closed | 2011-12-27 17:17 |  | RMB | 134067.43 | 上润精密仪器有限公司 | 电磁流量计
EC4799 | 10 | Solid state timer | H3CR-A8 |  | SH Lab | 86#1F-Garden tools test lab (Ⅰ) | II | 2020-01-24 | 2021-01-23 | ES AW | Closed | 2012-04-16 16:46 |  | RMB | 134067.43 | omron | 固态定时器
EC4799 | 11 | Solid state timer | H3CR-A8 |  | SH Lab | 86#1F-Garden tools test lab (Ⅰ) | II | 2019-03-20 | 2020-03-19 | ES AW | Closed | 2012-04-16 16:47 |  | RMB | 134067.43 | omron | 固态定时器
EC4799 | 12 | Solid state timer | H3CR-A8 |  | SH Lab | 86#1F-Garden tools test lab (Ⅰ) | II | 2019-03-20 | 2020-03-19 | ES AW | Closed | 2012-04-16 16:47 |  | RMB | 134067.43 | omron | 固态定时器
EC4799 | 13 | Electronic counter | H7CX-AD-N |  | SH Lab | 86#1F-Washing M/C test lab | I | 2019-05-05 | 2020-05-04 | JSMI | Closed | 2012-04-16 16:48 |  | RMB | 134067.43 | omron | 电子计数器
EC4799 | 14 | Electronic counter | H7CX-AD-N |  | SH Lab | 86#1F-Washing M/C test lab | I | 2019-05-05 | 2020-05-04 | JSMI | Closed | 2012-04-16 16:48 |  | RMB | 134067.43 | omron | 电子计数器
EC4799 | 15 | Electronic counter | H7CX-AD-N |  | SH Lab | 86#1F-Washing M/C test lab | I | 2019-05-05 | 2020-05-04 | JSMI | Closed | 2012-04-16 16:48 |  | RMB | 134067.43 | omron | 电子计数器
EC4799 | 16 | Pressure gauge | YTFN-100H/0~10Mpa | IP11117534 | SH Lab | 86#1F-Garden tools test lab (Ⅰ) | I | 2019-11-15 | 2020-11-14 | JSMI | Closed | 2012-04-16 16:49 |  | RMB | 134067.43 | 上海精普仪表厂 | 压力表
EC4799 | 17 | Pressure gauge | YTFN-100H/0~25Mpa | IP11117535 | SH Lab | 86#1F-Garden tools test lab (Ⅰ) | I | 2019-11-15 | 2020-11-14 | JSMI | Closed | 2012-04-16 16:49 |  | RMB | 134067.43 | 上海精普仪表厂 | 压力表
EC4799 | 18 | Pressure gauge | YTFN-100H/0~40Mpa | IP11117536 | SH Lab | 86#1F-Garden tools test lab (Ⅰ) | I | 2019-11-15 | 2020-11-14 | JSMI | Closed | 2012-04-16 16:49 |  | RMB | 134067.43 | 上海精普仪表厂 | 压力表
EC4799 | 19 | High pressure water gun clamp |  |  | SH Lab | 86#1F-Garden tools test lab (Ⅰ) | III | 2012-07-05 | — | ES AW | Closed | 2012-04-16 16:49 |  | RMB | 134067.43 | 上海晶苓电子科技有限公司 | 高压水枪夹具
EC4799 | 2 | Electromagnetic flow meter | WP-EMF-A(15)1E1AB11W52 | 23712 | SH Lab | 86#1F-Garden tools test lab (Ⅰ) | I | 2019-05-05 | 2021-05-04 | SIMT | Closed | 2011-12-27 17:17 |  | RMB | 134067.43 | 上润精密仪器有限公司 | 电磁流量计
EC4799 | 3 | Electromagnetic flow meter | WP-EMF-A(15)1E1AB11W52 | 23710 | SH Lab | 86#1F-Garden tools test lab (Ⅰ) | I | 2018-08-08 | 2020-08-07 | SIMT | Closed | 2011-12-27 17:18 |  | RMB | 134067.43 | 上润精密仪器有限公司 | 电磁流量计
EC4799 | 4 | Pressure gauge | YTFN-100H/0~1.6Mpa | IP11117537 | SH Lab | 86#1F-Garden tools test lab (Ⅰ) | I | 2019-11-15 | 2020-11-14 | JSMI | Closed | 2011-12-27 17:16 |  | RMB | 134067.43 | 上海精普仪表厂 | 压力表
EC4799 | 5 | Pressure gauge | YTFN-100H/0~1.6Mpa | IP11117538 | SH Lab | 86#1F-Garden tools test lab (Ⅰ) | I | 2015-10-30 | — | JSMI | Out of service | 2011-12-27 17:16 |  | RMB | 134067.43 | 上海精普仪表厂 | 压力表
EC4799 | 6 | Pressure gauge | YTFN-100H/0~1.6Mpa | IP11117539 | SH Lab | 86#1F-Garden tools test lab (Ⅰ) | I | 2019-11-15 | 2020-11-14 | JSMI | Closed | 2011-12-27 17:16 |  | RMB | 134067.43 | 上海精普仪表厂 | 压力表
EC4799 | 7 | Variable frequency power supply |  |  | SH Lab | 86#1F-Garden tools test lab (Ⅰ) | I | 2019-05-15 | 2020-05-14 | JSMI | Closed | 2011-12-27 17:15 |  | RMB | 134067.43 | 创能 | 变频电源
EC4799 | 8 | Variable frequency power supply |  |  | SH Lab | 86#1F-Garden tools test lab (Ⅰ) | I | 2019-05-15 | 2020-05-14 | JSMI | Closed | 2011-12-27 17:15 |  | RMB | 134067.43 | 创能 | 变频电源
EC4799 | 9 | Variable frequency power supply |  |  | SH Lab | 86#1F-Garden tools test lab (Ⅰ) | I | 2019-05-15 | 2020-05-14 | JSMI | Closed | 2011-12-27 17:18 |  | RMB | 134067.43 | 创能 | 变频电源
EC4800 |  | gearbox and clamping tool |  |  | IW BJ | 86#3F-Home appliance test lab | III | 2011-12-26 | — | ES LWF | Out of service | 2011-12-27 09:53 | 封存 | RMB | 4200 |  | 减速箱和夹具
EC4801 |  | current generator | 5V/500A or 10V/250A |  | IW BJ | 86#1F-Small Wind Turbine Lab | I | 2015-03-25 | 2016-03-24 | SIMT | Closed | 2011-12-27 09:58 |  | RMB | 6500 | 上海沪仪科技有限公司 | 工频大电流发生器
EC4802 |  | RLC LOAD | ACLT-4830H | 93V002681 | IW BJ | 86#1F-Small Wind Turbine Lab | I | 2016-08-03 | — | SIMT | Out of service | 2011-12-27 09:59 | 封存 | RMB | 350000 | 北京群菱能源科技有限公司 | 负载柜
EC4802 | 1 | Digital power meter WT230 | WT230 (（760503） | 91M938094 | IW BJ | 86#1F-Small Wind Turbine Lab | I | 2019-02-18 | 2020-02-17 | JSMI | Calibrating | 2012-11-13 11:16 |  | RMB | 350000 | YOKOGAWA | 数字功率计WT230
EC4803 |  | DC power | 62150H-600S | 62150EB00255 | IW BJ | 86#1F-Small Wind Turbine Lab | I | 2019-05-15 | 2020-05-14 | JSMI | Closed | 2011-12-27 11:41 |  | USD | 9963 | chroma | 直流电源
EC4804 |  | DC power | 62150H-600S | 62150EB00253 | IW BJ | 86#1F-Small Wind Turbine Lab | I | 2019-05-15 | 2020-05-14 | JSMI | Closed | 2011-12-27 11:42 |  | USD | 9963 | chroma | 直流电源
EC4805 |  | AC power | 61612 | 616120000134 | IW BJ | 86#2F-Garden tools test lab (Ⅱ) | I | 2019-11-12 | 2020-11-11 | SIMT | Closed | 2011-12-27 11:42 |  | USD | 34552 | chroma | 交流电源
EC4806 |  | AC power | 61612 | 616120000135 | IW BJ | 86#2F-Garden tools test lab (Ⅱ) | I | 2019-11-12 | 2020-11-11 | SIMT | Closed | 2011-12-27 11:43 |  | USD | 34552 | chroma | 交流电源
EC4807 |  | surge tester | ET9812 |  | IW BJ | 86#1F-Small Wind Turbine Lab | I | 2019-02-27 | 2020-02-26 | JSMI | Calibrating | 2011-12-27 11:43 |  | RMB | 43400 | 上海伊缇尔电气有限公司 | 浪涌测试仪
EC4808 |  | Leakage current test | Simpson228 |  | CIXI | CIXI test lab | I | 2019-03-18 | — | JSMI | Disposal | 2011-12-27 11:43 |  | RMB | 7400 | Simpson | 泄漏电流测试
EC4809 |  | Leakage current test | Simpson228 |  | IW BJ | 86#1F-Small Wind Turbine Lab | I | 2015-03-18 | — | SIMT | Out of service | 2011-12-27 11:44 | 2016.11.4封存 | RMB | 7400 | Simpson | 泄漏电流测试
EC4810 |  | environment meter | 610 |  | IW | BJ IW test lab | I | 2019-02-13 | 2020-02-12 | JSMI | Calibrating | 2011-12-27 11:45 |  | RMB | 960 | TESTO | 环境测量仪
EC4811 | 1 | Acoustic noise measurement system-NI 9234 |  |  | IW BJ | BJ IW test lab | I | 2017-08-25 | — | SIMT | Repairing | 2011-12-27 11:48 |  | RMB | 120762.75 |  | 风力发电机组 噪声测量系统-NI 9234
EC4811 | 10 | BXT BAS,Anti-surge moudle |  |  | IW BJ | BJ IW test lab | III | 2011-12-30 | — | ES JH | Closed |  | 26 MOUDLE | RMB | 173 |  | 防浪涌模块底座
EC4811 | 11 | WaveAnalog Pro DC/DC |  |  | IW BJ | BJ IW test lab | III | 2011-12-30 | — | ES JH | Closed |  |  | RMB | 2650 |  | 信号变送器
EC4811 | 12 | WaveAnalog Pro DC/DC |  |  | IW BJ | BJ IW test lab | III | 2011-12-28 | — |  | Closed |  |  | RMB | 2650 |  | 信号变送器
EC4811 | 13 | WaveAnalog Pro DC/DC |  |  | IW BJ | BJ IW test lab | III | 2011-12-30 | — | ES JX | Closed |  |  | RMB | 2650 |  | 信号变送器
EC4811 | 14 | WaveAnalog Pro DC/DC |  |  | IW BJ | BJ IW test lab | III | 2011-12-30 | — | ES JH | Closed |  |  | RMB | 2650 |  | 信号变送器
EC4811 | 15 | WaveAnalog Pro DC/DC |  |  | IW BJ | BJ IW test lab | III | 2011-12-30 | — | ES JH | Closed |  |  | RMB | 2650 |  | 信号变送器
EC4811 | 16 | WaveAnalog Pro DC/DC |  |  | IW BJ | BJ IW test lab | III | 2011-12-30 | — | ES JH | Closed |  |  | RMB | 2650 |  | 信号变送器
EC4811 | 17 | WaveAnalog Pro DC/DC |  |  | IW BJ | BJ IW test lab | III | 2011-12-30 | — | ES JH | Closed |  |  | RMB | 2650 |  | 信号变送器
EC4811 | 18 | WaveAnalog Pro DC/DC |  |  | IW BJ | BJ IW test lab | III | 2011-12-30 | — | ES JH | Closed |  |  | RMB | 2650 |  | 信号变送器
EC4811 | 2 | Acoustic noise measurement system-NI 9205 |  | 1593FA0 | IW BJ | BJ IW test lab | I | 2017-09-05 | — | SIMT | Repairing | 2011-12-27 11:48 |  | RMB | 120762.75 |  | 风力发电机组 噪声测量系统-NI 9205
EC4811 | 3 | Acoustic noise measurement system-NI 9205 |  | 15E32F6 | IW BJ | BJ IW test lab | I | 2017-09-05 | — | SIMT | Repairing | 2011-12-27 11:48 |  | RMB | 120762.75 |  | 风力发电机组 噪声测量系统-NI 9205
EC4811 | 4 | Acoustic noise measurement system--Software |  |  | IW BJ | BJ IW test lab | I | 2011-12-30 | 2012-12-29 | SIMT | Closed | 2011-12-27 11:49 |  | RMB | 120762.75 |  | 风力发电机组 噪声测量系统--Software
EC4811 | 5 | Acoustic noise measurement system--AT 5150 |  |  | IW BJ | BJ IW test lab | I | 2011-12-30 | 2012-12-29 | SIMT | Closed | 2011-12-27 11:49 |  | RMB | 120762.75 |  | 风力发电机组 噪声测量系统--AT 5150
EC4811 | 6 | Meteorological Station---风速计 |  |  | IW BJ | BJ IW test lab | I | 2011-12-30 | 2013-12-29 | SIMT | Closed | 2011-12-27 11:49 |  | RMB | 40000 | Thies Compact | 噪声测试测风塔---风速计
EC4811 | 7 | Meteorological Station---风向标 | P6200H |  | IW BJ | BJ IW test lab | I | 2015-09-10 | 2017-09-09 | SIMT | Closed | 2011-12-27 11:49 |  | RMB | 40000 | Thies Compact | 噪声测试测风塔---风向标
EC4811 | 8 | Meteorological Station---温湿度计 |  |  | IW BJ | BJ IW test lab | I | 2019-09-29 | 2021-09-28 | JSMI | Closed | 2011-12-27 11:49 |  | RMB | 40000 | Ammonit | 噪声测试测风塔---温湿度计
EC4811 | 9 | Meteorological Station---压力传感器 | PTB110 | G3350004 | IW BJ | 86#1F-IW test lab | I | 2019-04-28 | 2021-04-27 | SIMT | Closed | 2011-12-27 11:49 |  | RMB | 40000 | Vaisala | 噪声测试测风塔---压力传感器
EC4812 |  | infrared thermometer | 68 | 17900031 | IW BJ | 86#1F-Small Wind Turbine Lab | I | 2019-02-12 | 2020-02-11 | SIMT | Calibrating | 2011-12-27 11:46 | 封存 | RMB | 4850 | FLUKE | 手持式红外线测温仪
EC4813 |  | infrared thermometer | 68 | 16500373 | IW | 86#1F-Small Wind Turbine Lab | I | 2019-02-12 | 2020-02-11 | SIMT | Calibrating | 2011-12-27 11:46 |  | RMB | 4850 | FLUKE | 手持式红外线测温仪
EC4814 |  | Data Acquisition/Switch Unit | 34970A | MY44064132 | IW BJ | BJ IW test lab | II | 2019-03-30 | 2020-03-29 | ES AW | Closed | 2011-12-27 11:47 | Agilent BenchLink Data Logger 3版本4.2.00 | RMB | 12480 | Agilent Technologies | 数据记录仪
EC4814 | 1 | module | 34901A | MY41147826 | IW | 86#1F-Small Wind Turbine Lab | III | 2012-01-05 | — | ES AW | Closed | 2011-12-27 11:47 |  | RMB | 3980 | Agilent Technologies | 模块
EC4814 | 2 | module | 34901A | MY41147837 | SH Lab | 86#3F-Home appliance test lab | III | 2012-01-05 | — | ES AW | Closed | 2011-12-27 11:47 |  | RMB | 3980 | Agilent Technologies | 模块
EC4815 |  | MULTIMETER | 289 | 18040001 | IW BJ | BJ IW test lab | II | 2016-01-05 | — | ES HG | Out of service | 2011-12-27 11:45 |  | RMB | 3900 | FLUKE | 万用表
EC4816 |  | SWT test system | 定制（变频器NXP00875A2HOSSSA1A2，马达QABP225S37KW4P） |  | IW BJ | 86#1F-Small Wind Turbine Lab | III | 2012-06-28 | — | ES AW | Closed | 2012-07-09 09:57 | 包含装有一台变频器的控制柜和一只马达 | RMB | 54740 | 上海立博雅润机电仪表成套有限公司 | 小风机测试平台电气系统
EC4816 | 1 | Variable-frequency motor |  |  | SH Lab | 86#3F-3F Power distribution room | III | 2011-12-27 | — | ES JH | Out of service | 2011-12-27 11:33 | 此编号取消 | RMB | 54740 |  | 变频电机(小风机测试平台)
EC4816 | 2 | Frequency converter |  |  | SH Lab | 86#3F-3F Power distribution room | III | 2011-12-27 | — | ES JH | Out of service | 2011-12-27 11:33 | 此编号取消 | RMB | 54740 |  | 变频器（小风机测试平台）
EC4817 |  | Rotational flexing test |  |  | CM | 85#5F-ACCE & LUM test lab | II | 2020-03-13 | 2021-03-12 | ES AW | Closed | 2011-12-27 13:48 |  | RMB | 13053 |  | 旋转弯折测试仪
EC4818 |  | power transmitter |  |  | IW BJ | BJ IW test lab | I | 2016-08-05 | 2018-08-04 | CASC | Closed | 2011-12-27 15:39 | 原先EC4759-11将用于小风机的测试，新的这个将用于久和的测试项目。原有的变送器量程范围达不到久和样机的测试要求范围,无法正常使用。 | RMB | 3800 |  | 功率变送器
EC4819 |  | Climate Test Chamber | Espec SETH-Z-102U |  | IW | 86#1F-Endurance test lab | I | 2019-03-05 | 2020-03-04 | JSMI | Calibrating | 2011-12-28 10:23 |  | RMB | 190000 | 上海爱斯佩克环境设备有限公司 | 潮态试验箱
EC4820 |  | Spectroment |  |  | SH Lab | 86#2F-TCO test lab | I | 2019-07-19 | 2020-07-18 | NIM | Closed | 2011-12-29 10:14 |  | RMB | 25500 |  | 光谱仪
EC4821 |  | tapeline | Length:5M Accuracy:1/16 inch |  | SH Lab | 51#7F-PPT test lab | III | 2015-01-13 | — | SIMT | Closed | 2012-01-18 09:30 | 英制 | RMB | 39.9 | STANLEY | 卷尺
EC4822 |  | power analyer | FLUCK 435/UNI |  | SH Lab | Shibei PV lab | I | 2016-07-11 | — | SIMT | Out of service | 2011-12-30 09:27 | FLUCK 435 封存 2017.7.27 | RMB | 65000 | FLUCK | 便携式电源性能分析仪
EC4823 |  | plywood board for test corner |  |  | SH Lab | 85#5F-ACCE & LUM test lab | III | 2012-01-17 | — | ES LWF | Closed | 2012-01-17 15:22 | BS 5733特有要求 | RMB | 300 |  | 温升测试角的木板
EC4824 |  | Leakage current test | Fig.4 |  | IW | 86#1F-Small Wind Turbine Lab | I | 2018-02-12 | 2019-02-11 | SIMT | Closed | 2012-01-19 15:13 |  | RMB | 100 | Intertek SH（自制） | 泄漏电流测试
EC4825 |  | Leakage current test | IEC60990 Fig.4 |  | IW | 51#7F-SH Wind test lab | I | 2015-01-23 | 2016-01-22 | SIMT | Closed | 2012-01-19 15:12 |  | RMB | 100 | Intertek SH（自制） | 泄漏电流测试
EC4826 | 1 | hardwood |  |  | SH Lab | 86#3F-Home appliance test lab | II | 2012-01-11 | — | ES AW | Damaged | 2012-01-17 16:02 |  | RMB | 400 |  | 硬木板
EC4826 | 2 | hardwood |  |  | SH Lab | 86#3F-Home appliance test lab | II | 2012-01-11 | — | ES AW | Damaged | 2012-01-17 16:01 |  | RMB | 400 |  | 硬木板
EC4827 | 1 | weight |  |  | SH Lab | 86#3F-Home appliance test lab | II | 2020-01-12 | 2021-01-11 | EC JK | Closed | 2012-03-20 14:15 |  | RMB | 249.75 |  | 配重块
EC4827 | 2 | weight |  |  | SH Lab | 86#3F-Home appliance test lab | II | 2020-01-12 | 2021-01-11 | EC JK | Closed | 2012-03-20 14:14 |  | RMB | 249.75 |  | 配重块
EC4827 | 3 | weight |  |  | SH Lab | 86#3F-Home appliance test lab | II | 2020-01-12 | 2021-01-11 | EC JK | Closed | 2012-03-20 14:14 |  | RMB | 249.75 |  | 配重块
EC4827 | 4 | weight |  |  | SH Lab | 86#3F-Home appliance test lab | II | 2020-01-12 | 2021-01-11 | EC JK | Closed | 2012-03-20 14:14 |  | RMB | 249.75 |  | 配重块
EC4827 | 5 | weight |  |  | SH Lab | 86#3F-Home appliance test lab | II | 2020-01-12 | 2021-01-11 | EC JK | Closed | 2012-03-20 14:13 |  | RMB | 249.75 |  | 配重块
EC4827 | 6 | weight |  |  | SH Lab | 86#3F-Home appliance test lab | II | 2020-01-12 | 2021-01-11 | EC JK | Closed | 2012-03-20 14:12 |  | RMB | 249.75 |  | 配重块
EC4827 | 7 | weight |  |  | SH Lab | 86#3F-Home appliance test lab | II | 2020-01-12 | 2021-01-11 | EC JK | Closed | 2012-03-20 14:12 |  | RMB | 249.75 |  | 配重块
EC4827 | 8 | weight |  |  | SH Lab | 86#3F-Home appliance test lab | II | 2020-01-12 | 2021-01-11 | EC JK | Closed | 2012-03-20 14:12 |  | RMB | 249.75 |  | 配重块
EC4828 |  | GO and Not Go GAUGE for Bi-pin Bases GU4 |  |  | XM Lab | Xiamen test lab | II | 2019-12-05 | 2020-12-04 | EC JZ | Closed | 2012-12-11 11:16 |  | RMB | 3200 |  | LED灯头量规 GU4
EC4829 |  | GO and Not Go GAUGE for Bi-pin Bases GU5.3 |  |  | XM Lab | Xiamen test lab | II | 2019-12-05 | 2020-12-04 | EC JZ | Closed | 2012-12-11 11:23 |  | RMB | 2400 |  | LED灯头量规 GU5.3
EC4830 |  | Current probe | 5046 | 138906 | SH Lab | 86#4F-EMC test lab | I | 2019-05-07 | 2020-05-06 | SIMT | Closed | 2012-02-24 12:18 |  | RMB | 7300 | PEARSON ELECTRONICS,INC. | 电流探头
EC4831 |  | variable transformer | 20KVA |  | SH Lab | 86#4F-EMC test lab | III | 2012-02-14 | — | ES JH | Closed | 2012-02-22 09:40 | 20KVA | RMB | 2600 | 上海弘乐电气有限公司 | 单相调压器
EC4832 |  | variable transformer | 7KVA |  | SH Lab | 51#7F-LUM test lab | III | 2012-02-14 | — | ES JH | Closed | 2012-02-14 17:05 |  | RMB | 950 | 上海弘乐电气有限公司 | 调压器
EC4833 |  | variable transformer | 7KVA |  | SH Lab | 51#7F-LUM test lab | III | 2012-11-19 | — | ES JH | Disposal | 2012-02-14 17:06 |  | RMB | 950 | 上海弘乐电气有限公司 | 调压器
EC4834 |  | Push pull gauge | FB-300N | 279350 | IW | BJ IW test lab | I | 2019-02-12 | 2020-02-11 | JSMI | Calibrating | 2012-03-02 09:49 |  | RMB | 1650 | 日本 IMADA | 推拉力计
EC4835 | 1 | South Africa gauge for SANS 164-5 |  |  | SH Lab | 85#5F-Gauge room | II | 2020-02-24 | 2021-02-23 | EC JZ | Closed | 2012-04-09 16:11 | 参见附件量规 | RMB | 1800 |  | SANS 164-5 量规AnnexB
EC4835 | 2 | South Africa gauge for SANS 164-5 |  |  | SH Lab | 85#5F-Gauge room | II | 2020-02-24 | 2021-02-23 | EC JZ | Closed | 2012-04-09 16:11 | 参见附件量规 | RMB | 250 |  | SANS 164-5 量规AnnexANOTGO
EC4835 | 3 | South Africa gauge for SANS 164-5 |  |  | SH Lab | 85#5F-Gauge room | II | 2020-02-24 | 2021-02-23 | EC JZ | Closed | 2012-04-09 16:11 | 参见附件量规 | RMB | 250 |  | SANS 164-5 量规AnnexAGO
EC4836 | 1 | South Africa gauge for SANS 164-6 |  |  | SH Lab | 85#5F-Gauge room | II | 2020-02-24 | 2021-02-23 | EC JZ | Closed | 2012-04-09 16:15 | 参见附件ANNEX 量规 | RMB | 300 |  | AnnexAc1 6.0
EC4836 | 2 | South Africa gauge for SANS 164-6 |  |  | SH Lab | 85#5F-Gauge room | II | 2020-02-24 | 2021-02-23 | EC JZ | Closed | 2012-04-09 16:15 | 参见附件ANNEX 量规 | RMB | 300 |  | AnnexAc1 5.8
EC4836 | 3 | South Africa gauge for SANS 164-6 |  |  | SH Lab | 85#5F-Gauge room | II | 2020-02-24 | 2021-02-23 | EC JZ | Closed | 2012-04-09 16:15 | 参见附件ANNEX 量规 | RMB | 600 |  | AnnexBc2A 3.94
EC4836 | 4 | South Africa gauge for SANS 164-6 |  |  | SH Lab | 85#5F-Gauge room | II | 2020-02-24 | 2021-02-23 | EC JZ | Closed | 2012-04-09 16:15 | 参见附件ANNEX 量规 | RMB | 600 |  | Annex2B 4.74
EC4836 | 5 | South Africa gauge for SANS 164-6 |  |  | SH Lab | 85#5F-Gauge room | II | 2020-02-24 | 2021-02-23 | EC JZ | Closed | 2012-04-09 16:16 | 参见附件ANNEX 量规 | RMB | 1800 |  | AnnexCc3
EC4836 | 6 | South Africa gauge for SANS 164-6 |  |  | SH Lab | 85#5F-Gauge room | II | 2020-02-24 | 2021-02-23 | EC JZ | Closed |  |  | RMB | 1400 |  | AnnexDc4
EC4836 | 7 | South Africa gauge for SANS 164-6 |  |  | SH Lab | 85#5F-Gauge room | II | 2020-02-24 | 2021-02-23 | EC JZ | Closed |  |  | RMB | 400 |  | AnnexEc7
EC4836 | 8 | South Africa gauge for SANS 164-6 |  |  | SH Lab | 85#5F-Gauge room | II | 2020-02-24 | 2021-02-23 | EC JZ | Closed |  |  | RMB | 300 |  | AnnexFc 10(a)
EC4836 | 9 | South Africa gauge for SANS 164-6 |  |  | SH Lab | 85#5F-Gauge room | II | 2020-02-24 | 2021-02-23 | EC JZ | Closed |  |  | RMB | 300 |  | AnnexFc 10(b)
EC4837 | 1 | South Africa gauge of SANS 164-4 |  |  | SH Lab | 85#5F-Gauge room | II | 2020-02-24 | 2021-02-23 | EC JZ | Closed | 2012-04-09 16:13 | 参见附件ANNEX量规 | RMB | 400 |  | SANS 164-4 南非量规A
EC4837 | 10 | South Africa gauge of SANS 164-4 |  |  | SH Lab | 85#5F-Gauge room | II | 2020-02-24 | 2021-02-23 | EC JZ | Closed |  |  | RMB | 1600 |  | SANS 164-4 南非量规F.2(a)X-2-1
EC4837 | 11 | South Africa gauge of SANS 164-4 |  |  | SH Lab | 85#5F-Gauge room | II | 2020-02-24 | 2021-02-23 | EC JZ | Closed |  |  | RMB | 1600 |  | SANS 164-4 南非量规F.2(a)X-2-2
EC4837 | 12 | South Africa gauge of SANS 164-4 |  |  | SH Lab | 85#5F-Gauge room | II | 2020-02-24 | 2021-02-23 | EC JZ | Closed |  |  | RMB | 1600 |  | SANS 164-4 南非量规F.2(a)X-2-3
EC4837 | 13 | South Africa gauge of SANS 164-4 |  |  | SH Lab | 85#5F-Gauge room | II | 2020-02-24 | 2021-02-23 | EC JZ | Closed |  |  | RMB | 1600 |  | SANS 164-4 南非量规F.2(b)X-2-1
EC4837 | 14 | South Africa gauge of SANS 164-4 |  |  | SH Lab | 85#5F-Gauge room | II | 2020-02-24 | 2021-02-23 | EC JZ | Closed |  |  | RMB | 1600 |  | SANS 164-4 南非量规F.2(b)X-2-2
EC4837 | 15 | South Africa gauge of SANS 164-4 |  |  | SH Lab | 85#5F-Gauge room | II | 2020-02-24 | 2021-02-23 | EC JZ | Closed |  |  | RMB | 1600 |  | SANS 164-4 南非量规F.2(b)X-2-3
EC4837 | 2 | South Africa gauge of SANS 164-4 |  |  | SH Lab | 85#5F-Gauge room | II | 2020-02-24 | 2021-02-23 | EC JZ | Closed | 2012-04-09 16:13 | 参见附件ANNEX量规 | RMB | 800 |  | SANS 164-4 南非量规B
EC4837 | 3 | South Africa gauge of SANS 164-4 |  |  | SH Lab | 85#5F-Gauge room | II | 2020-02-24 | 2021-02-23 | EC JZ | Closed | 2012-04-09 16:13 | 参见附件ANNEX量规 | RMB | 800 |  | SANS 164-4 南非量规C
EC4837 | 4 | South Africa gauge of SANS 164-4 |  |  | SH Lab | 85#5F-Gauge room | II | 2020-02-24 | 2021-02-23 | EC JZ | Closed | 2012-04-09 16:14 | 参见附件ANNEX量规 | RMB | 1400 |  | SANS 164-4 南非量规DX-2-1
EC4837 | 5 | South Africa gauge of SANS 164-4 |  |  | SH Lab | 85#5F-Gauge room | II | 2020-02-24 | 2021-02-23 | EC JZ | Closed | 2012-04-09 16:14 | 参见附件ANNEX量规 | RMB | 1400 |  | SANS 164-4 南非量规DX-2-2
EC4837 | 6 | South Africa gauge of SANS 164-4 |  |  | SH Lab | 85#5F-Gauge room | II | 2020-02-24 | 2021-02-23 | EC JZ | Closed |  |  | RMB | 1400 |  | SANS 164-4 南非量规Dx-2-3
EC4837 | 7 | South Africa gauge of SANS 164-4 |  |  | SH Lab | 85#5F-Gauge room | II | 2020-02-24 | 2021-02-23 | EC JZ | Closed |  |  | RMB | 2400 |  | SANS 164-4 南非量规F.1X-2-1
EC4837 | 8 | South Africa gauge of SANS 164-4 |  |  | SH Lab | 85#5F-Gauge room | II | 2020-02-24 | 2021-02-23 | EC JZ | Closed |  |  | RMB | 2400 |  | SANS 164-4 南非量规F.1X-2-2
EC4837 | 9 | South Africa gauge of SANS 164-4 |  |  | SH Lab | 85#5F-Gauge room | II | 2020-02-24 | 2021-02-23 | EC JZ | Closed |  |  | RMB | 2400 |  | SANS 164-4 南非量规F.1X-2-3
EC4838 |  | try square | 100cm |  | SH Lab | 86#1F-Material test lab | III | 2010-12-30 | — | ES LWF | Closed |  |  | RMB | 54.9 |  | 直角尺
EC4839 | 1 | Disk, |  |  | SH Lab | 86#3F-Construction test lab (Ⅱ) | II | 2020-02-27 | 2021-02-26 | ES AW | Closed | 2012-02-27 13:28 |  | RMB | 460 |  | 圆盘
EC4839 | 2 | Rod |  |  | SH Lab | 86#3F-Construction test lab (Ⅱ) | II | 2020-02-27 | 2021-02-26 | ES AW | Closed | 2012-02-27 13:28 |  | RMB | 400 |  | 圆柱
EC4840 |  | steel hammer |  |  | IW BJ | BJ IW test lab | II | 2016-02-28 | — | ES HG | Out of service | 2012-02-29 14:25 | 封存 | RMB | 800 |  | 钢制小锤
EC4841 | 1 | Test figure |  |  | XM Lab | Xiamen test lab | II | 2020-01-27 | 2021-01-26 | EC JZ | Closed | 2012-03-21 17:06 |  | RMB | 500 |  | 熨斗把手尺规
EC4841 | 2 | Test gauge |  |  | XM Lab | Xiamen test lab | II | 2020-01-27 | 2021-01-26 | EC JZ | Closed | 2012-03-21 17:07 |  | RMB | 260 |  | 熨斗把手尺规
EC4842 |  | Thermometer | Fluke 52II | 16360282 | SH Lab | 51#7F-LUM test lab | II | 2019-03-27 | 2020-03-26 | ES AW | Closed | 2012-03-31 14:39 |  | RMB | 2250 | FLUKE | 球内温度计 Fluke 52II
EC4843 | 1 | Fuse |  | 01-12-313 | SH Lab | 85#5F-ACCE & LUM test lab | II | 2016-07-27 | — | ES CZ | Disposal | 2012-03-28 13:50 |  | GBP | 332.5 |  | 保险丝
EC4843 | 2 | Fuse |  | 01-12-314 | SH Lab | 85#5F-ACCE & LUM test lab | II | 2016-07-27 | — | ES CZ | Disposal | 2012-03-28 13:49 |  | GBP | 332.5 |  | 保险丝
EC4844 |  | cylindrical brush |  |  | SH Lab | 86#1F-Garden tools test lab (Ⅰ) | II | 2020-03-08 | 2021-03-07 | ES AW | Closed | 2012-05-04 13:39 |  | RMB | 980 |  | 滚筒刷子
EC4845 |  | Temperature and Humidity Recorder | ZJ1-2A | 201109174 | SH Lab | 86#4F-Multimedia test lab | I | 2014-03-18 | — | SQI | Out of service | 2012-03-31 11:19 | 暂时封存，2015.07 | RMB | 1650 | 上海气象仪器厂有限公司 | 温湿度记录仪
EC4846 |  | pressure meter |  |  | SH Lab | 86#1F-Tools & machinery test lab | I | 2016-04-29 | — | SIMT | Out of service | 2012-04-12 13:22 | 封存 | RMB | 300 |  | 压力表
EC4847 |  | pressure meter |  |  | SH Lab | 86#1F-Tools & machinery test lab | I | 2019-06-21 | 2020-06-20 | JSMI | Closed | 2012-04-12 13:12 |  | RMB | 300 |  | 压力表
EC4848 |  | AC power supply | AFC-31015T | F312020101 | SH Lab | 51#7F-LUM test lab | III | 2012-05-27 | — | ES AW | Closed | 2012-05-30 11:26 |  | RMB | 46000 | APC | 变频电源
EC4849 |  | test panel for test of label |  |  | SH Lab | 86#2F-Garden tools test lab (Ⅱ) | I | 2019-05-15 | 2020-05-14 | JSMI | Closed | 2012-08-06 10:07 |  | RMB | 16000 |  | 拉力试验机
EC4849 | 1 | peeling off tester |  |  | SH Lab | 86#2F-Power supply test lab | II | 2011-05-12 |  | ES LWF | Cancel |  | 英斯特朗 Instron | RMB | 18000 |  | 材料剥离试验机砝码2公斤
EC4849 | 2 | peeling off tester |  |  | SH Lab | 86#1F-Endurance test lab | III | 2012-01-12 | — |  | Cancel |  | 英斯特朗 Instron | RMB | 18000 |  | 材料剥离试验机砝码2公斤
EC4849 | 3 | peeling off tester |  |  | SH Lab | 86#1F-Endurance test lab | III | 2012-01-12 | — | ES LWF | Cancel |  | 英斯特朗 Instron | RMB | 18000 |  | 材料剥离试验机砝码2公斤
EC4849 | 4 | peeling off tester |  |  | SH Lab | 86#1F-Endurance test lab | III | 2012-01-12 | — | ES LWF | Cancel |  | 英斯特朗 Instron | RMB | 18000 |  | 材料剥离试验机砝码2公斤
EC4849 | 5 | peeling off tester |  |  | SH Lab | 86#1F-Endurance test lab | III | 2012-01-12 | — | ES LWF | Cancel |  | 英斯特朗 Instron | RMB | 18000 |  | 材料剥离试验机砝码1公斤
EC4849 | 6 | peeling off tester |  |  | SH Lab | 86#1F-Endurance test lab | III | 2012-01-12 | — | ES LWF | Cancel |  | 英斯特朗 Instron | RMB | 18000 |  | 材料剥离试验机砝码1公斤吊钩
EC4850 |  | Spring hammer |  |  | CIXI | CIXI test lab | II | 2019-12-28 | 2020-03-27 | EC JK | Closed | 2012-04-05 15:26 | EN 60335-2-2等标准测试用 | RMB | 1900 |  | 冲击锤
EC4851 |  | Slide-Wire Resistor | BX8-47 | 2012329 | SH Lab | 85#5F-ACCE & LUM test lab | III | 2012-04-09 | — | ES AW | Disposal | 2012-04-10 16:53 |  | RMB | 3400 | 上海胜新电器厂 | 滑线变阻器
EC4852 |  | Slide-Wire Resistor | BX8-47 | 2012328 | SH Lab | 85#5F-ACCE & LUM test lab | III | 2012-04-09 | — | ES AW | Closed | 2012-04-10 16:52 |  | RMB | 3400 | 上海胜新电器厂 | 滑线变阻器
EC4853 |  | Temperature and Humidity Recorder | S320TH | 543X | SH Lab | 51#7F-LUM test lab | I | 2018-06-12 | — | JSMI | Out of service | 2012-04-10 16:54 | software ToAnalyze_V5.14_3 未找到 | RMB | 2350 | HUATO SYSTEM CO.,LTD | 温湿度记录仪
EC4854 |  | Temperature and Humidity Recorder | S320TH | 544V | SH Lab | 51#7F-LUM test lab | I | 2019-05-30 | 2020-05-29 | JSMI | Closed | 2012-04-10 16:55 | software ToAnalyze_V5.14_3 | RMB | 2350 | HUATO SYSTEM CO.,LTD | 温湿度记录仪
EC4855 |  | AC/DC digital power meter | 8716C1T | 871111111 | SH Lab | 51#7F-CM test lab | II | 2019-06-05 | 2020-06-04 | EC JZ | Closed | 2012-06-21 11:18 |  | RMB | 2400 | 青岛青智仪器有限公司 | 交直数字电参数仪
EC4856 |  | AC/DC digital power meter | 8716C1T | 871109132 | SH Lab | 51#7F-CM test lab | II | 2019-06-05 | 2020-06-04 | EC JZ | Closed | 2012-06-21 11:19 |  | RMB | 2400 | 青岛青智仪器有限公司 | 交直数字电参数仪
EC4857 |  | isolating transformer with Variable Transformer | TDGC2J-15KVA |  | SH Lab | 86#4F-Multimedia test lab | III | 2012-06-20 | — | ES AW | Closed | 2012-06-21 14:14 |  | RMB | 5200 | 上海弘乐电气有限公司 | 隔离变压器带调压器
EC4858 |  | Multimeter | F287 | 19010051 | SH Lab | 86#4F-Multimedia test lab | II | 2019-05-25 | 2020-05-24 | EC JZ | Closed | 2012-05-28 16:04 |  | RMB | 3500 | FLUKE | 万用表
EC4859 |  | Data Acquisition/Switch Unit | 34970A | MY44067560 | SH Lab | 86#1F-Garden tools test lab (Ⅰ) | II | 2019-06-29 | 2020-06-28 | ES AW | Closed | 2012-07-04 14:39 | Agilent BenchLink Data Logger 3版本4.2.00 | RMB | 12480 | Agilent Technologies | 数据采集仪
EC4859 | 1 | module | 34901A | MY41149311 | SH Lab | 86#1F-Garden tools test lab (Ⅰ) | II | 2019-06-29 | 2020-06-28 | ES AW | Closed | 2012-07-04 14:39 |  | RMB | 3980 | Agilent Technologies | 模块
EC4859 | 2 | module | 34901A | MY41149348 | SH Lab | 86#1F-Garden tools test lab (Ⅰ) | II | 2019-06-29 | 2020-06-28 | ES AW | Closed | 2012-07-04 14:39 |  | RMB | 3980 | Agilent Technologies | 模块
EC4860 |  | Data Acquisition/Switch Unit | 34970A | MY44067539 | SH Lab | 86#4F-Multimedia test lab | II | 2019-06-25 | 2020-06-24 | ES AW | Closed | 2012-07-03 16:10 | Agilent BenchLink Data Logger 3版本4.2.00 | RMB | 12480 | Agilent Technologies | 数据采集仪
EC4860 | 1 | module | 34901A | MY4114933 | SH Lab | 86#4F-Multimedia test lab | II | 2019-06-25 | 2020-06-24 | ES AW | Closed | 2012-07-03 16:11 | with 3 switch unit | RMB | 3980 | Agilent Technologies | 模块
EC4860 | 2 | module | 34901A | MY41149308 | SH Lab | 86#4F-Multimedia test lab | II | 2019-06-25 | 2020-06-24 | ES AW | Closed | 2012-07-03 16:11 | with 3 switch unit | RMB | 3980 | Agilent Technologies | 模块
EC4860 | 3 | module | 34901A | MY41149365 | SH Lab | 86#4F-Multimedia test lab | II | 2019-06-25 | 2020-06-24 | ES AW | Closed | 2012-07-03 16:12 | with 3 switch unit | RMB | 3980 | Agilent Technologies | 模块
EC4861 |  | Data Acquisition/Switch Unit | 34970A | MY44067618 | SH Lab | 86#4F-Multimedia test lab | II | 2019-06-26 | 2020-06-25 | ES AW | Closed | 2012-07-03 16:12 | Agilent BenchLink Data Logger 3版本4.2.00 | RMB | 12480 | Agilent Technologies | 数据采集仪
EC4861 | 1 | module | 34901A | MY41149322 | SH Lab | 86#4F-Multimedia test lab | II | 2019-06-26 | 2020-06-25 | ES AW | Closed | 2012-07-03 16:13 | with 3 switch unit | RMB | 3980 | Agilent Technologies | 模块
EC4861 | 2 | module | 34901A | MY41149331 | SH Lab | 86#4F-Multimedia test lab | II | 2019-06-26 | 2020-06-25 | ES AW | Closed | 2012-07-03 16:13 | with 3 switch unit | RMB | 3980 | Agilent Technologies | 模块
EC4861 | 3 | module | 34901A | MY41143561 | SH Lab | 86#4F-Multimedia test lab | II | 2019-06-26 | 2020-06-25 | ES AW | Closed | 2012-07-03 16:13 | with 3 switch unit | RMB | 3980 | Agilent Technologies | 模块
EC4862 |  | Thermometer | F52II | 16360292 | SH Lab | 86#4F-Multimedia test lab | II | 2019-06-04 | 2020-06-03 | ES AW | Closed | 2012-06-05 09:15 |  | RMB | 2250 | FLUKE | 点温计
EC4863 |  | TC & H sensor | HMP60A12A1A1B0 | G0810036 | IW BJ | 86#1F-Small Wind Turbine Lab | I | 2017-03-06 | 2019-03-05 | JSMI | Closed | 2012-07-19 13:43 | 在北京 | RMB | 3680 | 芬兰 VAISALA | 温湿度计
EC4864 |  | TC & H sensor | HMP60A12A1A1B0 | G0810037 | IW BJ | 86#1F-Small Wind Turbine Lab | I | 2014-04-25 | 2016-04-24 | JSMI | Closed | 2012-07-19 13:42 | 在北京 | RMB | 3680 | 芬兰 VAISALA | HMP60 高精度温湿度探头
EC4865 |  | shelf of life test, control cabinet（control cabinet） | 定制 |  | SH Lab | 51#7F-LUM test lab | I | 2019-06-20 | 2020-06-19 | SETRI | Closed | 2012-08-13 17:09 |  | RMB | 64800 | 上海强坤机械制造有限公司 | 灯老化控制柜 （2个寿命架，1个控制柜）
EC4865 | 1 | shelf of life test, control cabinet（shelf） | 定制 |  | SH Lab | 51#7F-LUM test lab | I | 2019-06-20 | 2020-06-19 | SETRI | Closed | 2012-08-13 17:10 |  | RMB | 64800 | 上海强坤机械制造有限公司 | 灯老化寿命架（2个寿命架，1个控制柜）
EC4865 | 2 | shelf of life test, control cabinet（shelf） | 定制 |  | SH Lab | 51#7F-LUM test lab | I | 2019-06-20 | 2020-06-19 | SETRI | Closed | 2012-08-13 17:10 |  | RMB | 64800 | 上海强坤机械制造有限公司 | 灯老化寿命架（2个寿命架，1个控制柜）
EC4865 | 3 | shelf of life test, control cabinet（shelf） | 定制 |  | SH Lab | 51#7F-LUM test lab | I | 2019-06-20 | 2020-06-19 | SETRI | Closed | 2012-08-13 17:11 |  | RMB | 64800 | 上海强坤机械制造有限公司 | 灯老化寿命架（2个寿命架，1个控制柜）
EC4865 | 4 | shelf of life test, control cabinet（shelf） | 定制 |  | SH Lab | 51#7F-LUM test lab | I | 2019-06-20 | 2020-06-19 | SETRI | Closed | 2012-08-13 17:10 |  | RMB | 64800 | 上海强坤机械制造有限公司 | 灯老化寿命架（2个寿命架，1个控制柜）
EC4866 |  | electric energy quality test analyser | DEWE-800 | 12120476-CHN | IW | 86#1F-Small Wind Turbine Lab | I | 2019-02-13 | 2020-02-12 | SIMT | Calibrating | 2012-11-27 15:20 | 奥地利DEWETRON有限公司上海代表处 | RMB | 710000 | 奥地利DEWETRON | 风机电能质量测试分析仪
EC4866 | 1 | electric energy quality test analyser | A100 | 134231KFV | IW | 86#1F-Small Wind Turbine Lab | I | 2019-02-13 | 2020-02-12 | SIMT | Calibrating | 2012-11-27 15:21 | 奥地利DEWETRON有限公司上海代表处 | RMB | 710000 | DEWETRON | 风机电能质量测试分析仪
EC4866 | 2 | electric energy quality test analyser | A100 | 134235KFV | IW | 86#1F-Small Wind Turbine Lab | I | 2019-02-13 | 2020-02-12 | SIMT | Calibrating | 2012-11-27 15:21 | 奥地利DEWETRON有限公司上海代表处 | RMB | 710000 | 奥地利DEWETRON | 风机电能质量测试分析仪
EC4866 | 3 | electric energy quality test analyser | A100 | 134252KFV | IW | 86#1F-Small Wind Turbine Lab | I | 2019-02-13 | 2020-02-12 | SIMT | Calibrating | 2012-11-27 15:21 | 奥地利DEWETRON有限公司上海代表处 | RMB | 710000 | 奥地利DEWETRON | 风机电能质量测试分析仪
EC4867 |  | Variable Transformer | 5KVA |  | SH Lab | 86#4F-EMI Shielding room | III | 2012-05-29 | — | ES AW | Closed | 2012-05-30 09:57 |  | RMB | 850 |  | 调压器
EC4868 |  | disc |  |  | SH Lab | 51#7F-PPT test lab | II | 2019-06-06 | 2020-06-05 | EC JZ | Closed | 2012-08-09 13:38 | / | RMB | 1500 |  | 圆盘
EC4869 |  | Ambient Temperature Barrel |  |  | SH Lab | [5 empty] | Equipment arrived, waiting for acceptance check |  |  | RMB | 150 |  | 环温小桶
EC4870 |  | Ambient Temperature Barrel |  |  | SH Lab | [5 empty] | Equipment arrived, waiting for acceptance check |  |  | RMB | 150 |  | 环温小桶
EC4871 |  | AC/DC digital power meter | 760401-H/C2 | 91M214773 | SH Lab | 86#4F-Multimedia test lab | I | 2019-07-10 | 2020-07-09 | JSMI | Closed | 2012-05-29 13:46 |  | RMB | 16500 |  | 数字功率表
EC4872 |  | AC/DC digital power meter | 760401-H/C2 | 91M214774 | SH Lab | 86#4F-Multimedia test lab | I | 2019-05-10 | 2020-05-09 | JSMI | Closed | 2012-05-29 13:48 |  | RMB | 16500 | YOKOGAWA | 数字功率表
EC4873 |  | steel ball |  |  | IW | 86#1F-Small Wind Turbine Lab | II | 2020-02-19 | 2021-02-18 | EC JZ | Closed | 2012-06-07 16:57 | 19年启封 | RMB | 400 |  | 钢球
EC4874 |  | Multimeter | 289C | 19020142 | SH Lab | 51#7F-LUM test lab | II | 2019-05-25 | — | EC JZ | Can not be found | 2012-05-28 17:12 |  | RMB | 3530 | FLUKE | 数字式万用表F289
EC4875 |  | test probe |  |  | SH Lab | 86#3F-Construction test lab (Ⅱ) | II | 2019-09-07 | 2020-09-06 | EC JZ | Closed | 2012-09-17 14:36 |  | RMB | 3200 |  | 测试指
EC4876 |  | luminance meter | CA-210 | B1114022 | SH Lab | 86#4F-Multimedia test lab | I | 2019-12-16 | 2020-12-15 | JSMI | Closed | 2012-08-13 17:24 | 附带5m通用探头，型号：CA-PU15，序列号8315460 | RMB | 62560 | KONICA MINOLTA SENSING,INC. | 亮度计
EC4877 |  | Torque Screwdriver | FTD400CN2-S | 411573C | IW | 86#1F-Small Wind Turbine Lab | I | 2015-07-09 | — | SIMT | Out of service | 2012-07-13 13:42 | 封存 | RMB | 1993 | TOHNICHI | 扭力螺丝刀
EC4878 |  | Test rod |  |  | YY Eng | CIXI test lab | II | 2019-04-06 | 2020-04-05 | EC JK | Closed | 2012-06-05 14:24 | EN60335-2-30 Cl11.8 测试用 | RMB | 1800 |  | Φ75mm试验棒
EC4879 |  | Test Probe |  |  | SH Lab | 86#1F-Tools & machinery test lab | II | 2019-05-18 | 2020-05-17 | EC JZ | Closed | 2012-12-04 15:44 |  | RMB | 1800 |  | 试验指
EC4880 |  | DC power source | 62012P-100-50 | 62012PE00991 | SH Lab | 86#4F-Multimedia test lab | I | 2019-06-05 | 2020-06-04 | JSMI | Closed | 2012-06-25 10:08 |  | USD | 2709 | chroma | 直流电源
EC4881 |  | air pressure meter | DYM-3 | 1832 | QD | Qindao test lab | I | 2019-07-15 | 2020-07-14 | SMMS | Closed | 2012-07-03 14:26 | 户外设备实验中，测试压力需要用到，青岛目前没有。 | RMB | 620 |  | 气压表
EC4882 |  | Dust Tester | SC-010 |  | SH Lab | 86#1F-Environment test lab | III | 2013-06-20 | — | ES AW | Repairing | 2013-07-25 13:11 |  | RMB | 66000 | 无锡苏南实验设备有限公司 | 粉尘试验箱
EC4882 | 1 | Flow Meter | 0.06-0.6l/min |  | SH Lab | 86#1F-Environment test lab | I | 2015-03-23 | — | SIMT | Out of service |  | 封存2017.3.30 | RMB | 66000 | yu yao industrial automatization instrument factory | 流量计
EC4882 | 2 | Flow Meter | 0.04-0.4m3/h |  | SH Lab |  | I | 2013-04-15 | — | SIMT | Disposal |  |  | RMB | 66000 | yu yao industrial automatization instrument factory | 流量计
EC4882 | 3 | Flow Meter | 0.25-2.5m3/h |  | SH Lab |  | I | 2013-04-15 | — | SIMT | Disposal |  |  | RMB | 66000 | yu yao industrial automatization instrument factory | 流量计
EC4882 | 4 | Flow Meter | 2.5-25m3/h |  | SH Lab | 86#1F-Environment test lab | I | 2019-04-30 | 2021-04-29 | SIMT | Closed |  |  | RMB | 66000 | yu yao industrial automatization instrument factory | 流量计
EC4882 | 5 | Dust screen |  |  | SH Lab | 86#1F-Environment test lab | III | 2013-06-20 | — | ES AW | Closed |  |  | RMB | 66000 | 无锡苏南实验设备有限公司 | 粉尘筛子
EC4883 |  | Digital power meter WT210 | WT210 （760401-H/C2/HRM） | 91M432585 | SH Lab | 51#7F-LUM test lab | I | 2019-07-24 | 2020-07-23 | JSMI | Closed | 2012-06-18 09:39 |  | RMB | 19500 | YOKOGAWA | 数字功率表WT210
EC4883 | 1 | Current Clamp | 96001 | T1L4016 | SH Lab | 51#7F-LUM test lab | I | 2019-02-12 | 2020-02-11 | SIMT | Calibrating |  |  | RMB | 19500 | YOKOGAWA | 电流钳
EC4883 | 1 | Current Clamp | 96001 | T1L4016 | SH Lab | 85#5F-Gauge room | I | 2012-10-19 | 2013-10-18 | SIMT | Closed | 2012-10-31 09:15 |  | RMB | 1950 | YOKOGAWA | WT210配套用的互感式电流探头,960 01
EC4884 |  | D65 standard illuminant light box | T60(4) | 337288 | SH Lab | 51#7F-PPT test lab | I | 2019-07-29 | 2020-07-28 | JSMI | Closed | 2012-06-21 13:40 |  | RMB | 2293.2 | 深圳市天友利标准光源有限公司 | 标准光源灯箱
EC4885 |  | Adjustable Resistence |  |  | IW | 86#1F-Small Wind Turbine Lab | I | 2018-08-29 | 2019-08-28 | JSMI | Calibrating | 2012-06-21 09:56 |  | RMB | 250 | Intertek SH（自制） | 可调电阻
EC4886 |  | Torque tester turning moment apparatus |  |  | SH Lab | 85#5F-Gauge room | II | 2019-06-06 | 2020-06-05 | EC JZ | Closed | 2012-07-19 14:45 | 补充南非, 瑞士插座面板(面板尺寸见EC3401, 插座尺寸见附件) | RMB | 400 |  | 扭力设备
EC4887 |  | electric blanket |  |  | SH Lab | 86#3F-Home appliance test lab | II | 2019-06-06 | 2020-06-05 | EC JK | Closed | 2012-06-07 16:21 |  | RMB | 800 |  | 电热毯
EC4888 |  | Voltage probe | TK9420+VT9420 |  | SH Lab | 86#4F-EMC Shielding room | I | 2019-09-26 | 2020-09-25 | SIMT | Closed | 2012-07-16 16:27 |  | RMB | 9800 | SCHWARZBECK | 电压探头＋分压器
EC4889 |  | Torque tester turning moment apparatus |  |  | SH Lab | 85#5F-Gauge room | II | 2019-07-17 | 2020-07-16 | ES AW | Closed | 2012-07-19 14:44 | 补充南非, 瑞士插座面板(面板尺寸见EC3401, 插座尺寸见附件) | RMB | 400 |  | 扭力设备
EC4890 |  | Infrared camera | TI-10 | 11040010 | XM Lab | Xiamen test lab | I | 2019-06-18 | 2020-06-17 | XMMI | Closed | 2012-07-10 14:52 | 按照C&E-RQWI-TDI-078,需增加该设备. | RMB | 32900 | FLUKE | 红外热成像仪
EC4902 | 1 | Plates of copper or brass |  |  | SH Lab | 86#3F-Heating & motor test lab | II | 2019-09-13 | 2020-09-12 | ES AW | Closed | 2012-09-17 14:15 |  | RMB | 300 |  | 铜盘300-300
EC4902 | 2 | Plates of copper or brass |  |  | SH Lab | 86#3F-Heating & motor test lab | II | 2019-09-13 | 2020-09-12 | ES AW | Closed | 2012-09-17 14:16 |  | RMB | 300 |  | 铜盘65-65
EC4902 | 3 | Plates of copper or brass |  |  | SH Lab | 86#3F-Heating & motor test lab | II | 2019-09-13 | 2020-09-12 | ES AW | Closed | 2012-09-17 14:17 |  | RMB | 300 |  | 铜盘65-65
EC4902 | 4 | Plates of copper or brass |  |  | SH Lab | 86#3F-Heating & motor test lab | II | 2019-09-13 | 2020-09-12 | ES AW | Closed | 2012-09-17 14:18 |  | RMB | 300 |  | 铜盘 65-65 绝缘漆
EC4904 |  | Grid and Three-sided metal screen |  |  | SH Lab | 86#3F-Heating & motor test lab | II | 2019-06-08 | 2020-06-07 | ES AW | Closed | 2012-06-12 11:06 |  | RMB | 1980 |  | 网格，三面的金属屏
EC4906 |  | PTB110 | PTB1101A0AB | H1830007 | IW BJ | 86#1F-Small Wind Turbine Lab | I | 2016-08-01 | 2018-07-31 | SIMT | Closed | 2012-06-21 09:57 | 在北京 | RMB | 9950 | 芬兰 VAISALA | PTB110气压计
EC4907 |  | Rheochord Box | BX8-67 |  | SH Lab | 51#7F-PPT test lab | III | 2012-07-13 | — | ES AW | Closed | 2012-07-20 09:40 | 25-4A 4-60Ω | RMB | 7500 | 上海胜新电器厂 | 滑线变阻箱
EC4908 |  | Rheochord Box | BX8-67 |  | SH Lab | 51#7F-PPT test lab | III | 2012-07-13 | — | ES AW | Closed | 2012-07-20 09:41 | 25-4A 4-60Ω | RMB | 7500 | 上海胜新电器厂 | 滑线变阻箱
EC4909 |  | Rheochord Box | BX8-67 |  | SH Lab | 51#7F-PPT test lab | III | 2012-07-13 | — | ES AW | Closed | 2012-07-20 09:41 | 25-4A 4-60Ω | RMB | 7500 | 上海胜新电器厂 | 滑线变阻箱
EC4910 |  | High Temperature Oven | SET-Z-022U | 8033121008 | SH Lab | 86#1F-General test lab | I | 2019-07-05 | 2020-07-04 | JSMI | Closed | 2012-10-30 09:50 |  | RMB | 126000 | 上海爱斯佩克环境设备有限公司 | 高低温箱
EC4911 |  | Oscilloscope | DPO3012 | C020962 | SH Lab | 86#4F-Multimedia test lab | I | 2019-07-16 | 2020-07-15 | JSMI | Closed | 2012-07-19 16:05 | WITH 2 100x probe | RMB | 24880 | TEK | 示波器
EC4912 |  | Data Acquisition/Switch Unit | LR8400-21（LR8500 电压/温度单元X2 安装型号） | 120341061 | SH Lab | 86#4F-Multimedia test lab | II | 2019-07-13 | 2020-07-12 | ES AW | Closed | 2012-07-18 10:28 | HIOKI LR8400-21（LR8500 电压/温度单元X2 安装型号） | RMB | 27500 | HIOKI | 数据采集仪
EC4913 |  | High voltage tester | 5KV-500mA | N00839 | XM Lab | Xiamen test lab | I | 2019-06-18 | 2020-06-17 | XMMI | Closed | 2012-11-14 10:37 |  | RMB | 10000 | 上海安表电子有限公司 | 耐压试验仪
EC4914 |  | rod probe |  |  | SH Lab | 86#3F-Construction test lab (Ⅱ) | II | 2019-07-11 | 2020-07-10 | ES AW | Closed | 2012-07-13 13:11 |  | RMB | 360 |  | 探棒
EC4915 |  | Test probe |  |  | YY Eng | CIXI test lab | II | 2019-04-06 | 2020-04-05 | EC JK | Closed | 2012-09-24 10:59 | UL1278 标准测试用 | RMB | 360 |  | 杆形试验棒
EC4916 |  | Test probe |  |  | YY Eng | CIXI test lab | II | 2019-04-06 | 2020-04-05 | EC JK | Closed | 2012-09-24 10:54 | UL1278 标准测试用 | RMB | 760 |  | 锥形试验棒
EC4917 |  | Test probe |  |  | YY Eng | CIXI test lab | II | 2019-04-06 | 2020-04-05 | EC JK | Closed | 2012-09-24 10:57 | UL1278 标准测试用 | RMB | 450 |  | Test probe
EC4918 |  | Needle flame tester | KS-03 | 20120611002 | SH Lab | 86#1F-Material test lab | II | 2019-08-04 | 2020-08-03 | ES AW | Closed | 2012-08-13 16:57 |  | RMB | 61000 | 中山坤尚电子有限公司 | 针焰试验仪
EC4918 | 1 | Needle flame tester------temperature controller | KS-03 | 20120611002 | SH Lab | 86#1F-Material test lab | I | 2019-05-14 | 2020-05-13 | JSMI | Closed |  |  | RMB | 61000 | 中山坤尚电子有限公司 | 针焰试验仪-----温控器
EC4919 |  | Tracking index tester | KS-01 | 20120611001 | SH Lab | 86#1F-Material test lab | II | 2019-06-11 | 2020-06-10 | ES AW | Closed | 2012-08-13 16:58 |  | RMB | 62000 |  | 漏电起痕指数试验仪
EC4919 | 1 | Tracking index tester----voltage meter | KS-01 | 20120611001 | SH Lab | 86#1F-Material test lab | II | 2019-06-11 | 2020-06-10 | ES AW | Closed |  |  | RMB | 62000 |  | 漏电起痕指数试验仪-----电压表
EC4921 |  | RESISTANCE HiTESTER | 3541 | 120406271 | IW BJ | 86#1F-Small Wind Turbine Lab | I | 2018-07-03 | — | SIMT | Out of service | 2012-07-25 10:20 | 封存 | RMB | 17800 | HIOKI日置 | 毫欧计
EC4922 |  | test probe |  |  | YY Eng | Yuyao test lab | II | 2019-04-06 | 2020-04-05 | EC JK | Closed | 2012-09-24 10:56 | UL1278 标准测试用 | RMB | 420 |  | 试验棒
EC4923 |  | Triangle probe |  |  | XM Lab | Xiamen test lab | II | 2019-06-16 | 2020-06-15 | ES AW | Closed | 2012-07-19 16:26 | 需增加把手. | RMB | 450 |  | 测试三角规
EC4924 |  | Bar probe |  |  | XM Lab | Xiamen test lab | II | 2019-06-16 | 2020-06-15 | ES AW | Closed | 2012-07-19 16:26 | 需增加把手. | RMB | 420 |  | 测试条棒
EC4925 |  | Rod probe |  |  | XM Lab | Xiamen test lab | II | 2019-06-16 | 2020-06-15 | ES AW | Closed | 2012-07-19 16:26 | 需增加把手. | RMB | 360 |  | 测试圆杆
EC4926 |  | Cone probe |  |  | XM Lab | Xiamen test lab | II | 2019-06-16 | 2020-06-15 | ES AW | Closed | 2012-07-19 16:25 | 需增加把手. | RMB | 760 |  | 测试圆锥
EC4927 |  | Power transmitter | JP4-C56-5-690P6023 | PAS1207A033 | IW BJ | 86#1F-Small Wind Turbine Lab | I | 2018-02-24 | 2020-02-23 | CASC | Calibrating | 2012-10-18 13:36 | 三相四线有功功率变送器，输入 AC 690V,AC 5A,输出 DC 4-12-20mA，电源AC 220V,精度 0.2 级 | RMB | 2300 | 北京柏艾斯科技有限公司 | 功率变送器JP4-C56-5-690P6023
EC4928 |  | steel hammer |  |  | IW BJ | BJ IW test lab | II | 2017-07-16 | — | EC JK | Out of service | 2012-08-13 14:18 | 封存 | RMB | 500 |  | 小锤
EC4929 |  | Infrared camera | TI-10 | 12040041 | SH Lab | 86#3F-Home appliance test lab | I | 2019-01-03 | 2020-01-02 | SIMT | Calibrating | 2012-08-02 15:22 | 按照C&E-RQWI-TDI-078,增加该设备 | RMB | 32900 | FLUKE | 红外热成像仪
EC4930 |  | wood plate |  |  | CIXI | CIXI test lab | II | 2019-04-06 | 2020-04-05 | ES AW | Closed | 2012-08-13 14:19 |  | RMB | 2500 |  | 跌落测试木板
EC4931 |  | Spring Hammer |  |  | YY | [5 empty] | Equipment arrived, waiting for acceptance check |  | EC 60335 标准测试用 | RMB | 1800 |  | 冲击锤
EC4932 |  | Arm probe |  |  | SH Lab | 86#1F-Garden tools test lab (Ⅰ) | II | 2017-07-20 | — | ES AW | Out of service | 2012-08-14 15:48 |  | RMB | 1500 |  | 手臂探针
EC4933 |  | AC/DC Digital Power Meter | 8716C1T | 871206340 | SH Lab | 85#5F-ACCE & LUM test lab | II | 2019-07-24 | 2020-07-23 | EC JK | Closed | 2012-07-24 14:32 |  | RMB | 2400 | 青岛青智仪器有限公司 | 数字交流功率表
EC4934 |  | weight |  |  | XM Lab | Xiamen test lab | III | 2015-06-16 | — | EC JZ | Closed | 2012-07-24 13:20 | 厦门制做. | RMB | 890.37 |  | 砝码(90N)
EC4935 |  | weight |  |  | XM Lab | Xiamen test lab | III | 2015-06-16 | — | EC JZ | Closed | 2012-07-24 13:20 | 厦门制做 | RMB | 1099.8 |  | 砝码(156N)
EC4936 |  | counter | 定制 |  | SH Lab | 86#3F-Cooking & HVAC test lab | I | 2019-12-24 | 2020-12-23 | JSMI | Closed | 2012-12-17 16:05 |  | RMB | 400 |  | 计数器
EC4937 |  | Residual Votage testing device |  |  | SH Lab | 86#3F-Home appliance test lab | II | 2019-08-16 | 2020-08-15 | ES AW | Closed | 2012-08-20 13:29 | 同PS组现有设备 | RMB | 1 |  | 残余电压测试设备
EC4938 |  | temperature rise test facility |  |  | SH Lab | 85#5F-ACCE & LUM test lab | III | 2012-07-26 | — | ES AW | Closed | 2012-12-03 14:03 | 具体要求参见附件 | RMB | 1120 |  | 温升测试装置
EC4938 | 1 | temperature rise test facility |  |  | SH ACCE | 85#5F-ACCE & LUM test lab | II | 2019-11-26 | 2020-11-25 | EC JK | Closed | 2012-12-03 14:03 | 具体要求参见附件 | RMB | 1120 |  | 温升测试装置（插座）figure 2.1 (f)
EC4938 | 1 | temperature rise test facility |  |  | SH Lab | [5 empty] | Equipment arrived, waiting for acceptance check |  | 具体要求参见附件 | RMB | 1120 |  | 温升测试装置
EC4938 | 2 | temperature rise test facility |  |  | SH Lab | [5 empty] | Equipment arrived, waiting for acceptance check |  | 具体要求参见附件 | RMB | 1120 |  | 温升测试装置
EC4938 | 2 | temperature rise test facility |  |  | SH ACCE | 85#5F-ACCE & LUM test lab | II | 2019-11-26 | 2020-11-25 | EC JK | Closed | 2012-12-03 14:03 | 具体要求参见附件 figure2.1 (a2) | RMB | 1120 |  | 温升测试装置
EC4938 | 3 | temperature rise test facility |  |  | SH ACCE | 85#5F-ACCE & LUM test lab | II | 2019-11-26 | 2020-11-25 | EC JK | Closed | 2012-12-03 14:04 | 具体要求参见附件 figure2.1 (f) | RMB | 1120 |  | 温升测试装置
EC4938 | 3 | temperature rise test facility |  |  | SH Lab | [5 empty] | Equipment arrived, waiting for acceptance check |  | 具体要求参见附件 | RMB | 1120 |  | 温升测试装置
EC4938 | 4 | temperature rise test facility |  |  | SH Lab | [5 empty] | Equipment arrived, waiting for acceptance check |  | 具体要求参见附件 | RMB | 1120 |  | 温升测试装置
EC4938 | 4 | temperature rise test facility |  |  | SH ACCE | 85#5F-ACCE & LUM test lab | II | 2019-11-26 | 2020-11-25 | EC JK | Closed | 2012-12-03 14:04 | 具体要求参见附件 figure2.1 (g) | RMB | 1120 |  | 温升测试装置
EC4938 | 5 | temperature rise test facility |  |  | SH ACCE | 85#5F-ACCE & LUM test lab | II | 2019-11-26 | 2020-11-25 | EC JK | Closed | 2012-12-03 14:04 | 具体要求参见附件 figure2.10 (a) | RMB | 1120 |  | 温升测试装置
EC4938 | 5 | temperature rise test facility |  |  | SH Lab | [5 empty] | Equipment arrived, waiting for acceptance check |  | 具体要求参见附件 | RMB | 1120 |  | 温升测试装置
EC4938 | 6 | temperature rise test facility |  |  | SH Lab | [5 empty] | Equipment arrived, waiting for acceptance check |  | 具体要求参见附件 | RMB | 1120 |  | 温升测试装置
EC4938 | 6 | temperature rise test facility |  |  | SH ACCE | 85#5F-ACCE & LUM test lab | II | 2019-11-26 | 2020-11-25 | EC JK | Closed | 2012-12-03 14:05 | 具体要求参见附件 figure2.10 (b) | RMB | 1120 |  | 温升测试装置
EC4938 | 7 | temperature rise test facility |  |  | SH ACCE | 85#5F-ACCE & LUM test lab | II | 2019-11-26 | 2020-11-25 | EC JK | Closed | 2012-12-03 14:05 | 具体要求参见附件 | RMB | 1120 |  | 温升测试装置
EC4938 | 7 | temperature rise test facility |  |  | SH Lab | [5 empty] | Equipment arrived, waiting for acceptance check |  | 具体要求参见附件 | RMB | 1120 |  | 温升测试装置
EC4938 | 8 | temperature rise test facility |  |  | SH Lab | [5 empty] | Equipment arrived, waiting for acceptance check |  | 具体要求参见附件 | RMB | 1120 |  | 温升测试装置
EC4938 | 8 | temperature rise test facility |  |  | SH ACCE | 85#5F-ACCE & LUM test lab | II | 2019-11-26 | 2020-11-25 | EC JK | Closed | 2012-12-03 14:05 | 具体要求参见附件 figure2.10 (c) | RMB | 1120 |  | 温升测试装置
EC4939 |  | Accelerate the impact tester | kcl-2000 | 120605 | SH Lab | 86#2F-Power supply test lab | I | 2019-10-16 | 2020-10-15 | JSMI | Closed | 2012-11-23 14:09 |  | RMB | 190000 | 苏州苏试试验仪器股份有限公司 | 加速冲击测试仪
EC4940 |  | Bursting Strength Tester | GT-7013-ADP | 2012-01630 | SH Lab | 51#7F-PPT test lab | I | 2019-10-14 | 2020-10-13 | JSMI | Closed | 2012-11-28 13:09 | 随机器需要附带橡皮膜至少5片、铝箔片至少400片（或一卷可以剪裁出至少400片）、甘油5瓶、高度规1个 | RMB | 32000 | 高铁威尔检测仪器有限公司 | 破裂强度试验机
EC4941 |  | Electronic inclinometer | DIS-101 |  | SH Lab | 51#7F-CM test lab | I | 2014-08-14 | — | JSMI | Out of service | 2012-09-06 10:11 |  | RMB | 1900 |  | 电子水平角度仪
EC4942 |  | Water spray Test Apparatus for UL Standard |  |  | SH Lab | 86#1F-Water-proof test lab | II | 2019-08-03 | 2020-08-02 | EC JZ | Closed | 2012-08-03 16:41 |  | RMB | 9800 |  | UL淋水试验装置
EC4943 |  | current transmitter | AKH-0.66/G-40I | 67 | IW | 86#1F-Small Wind Turbine Lab | I | 2018-08-28 | 2020-08-27 | JSMI | Closed | 2012-08-29 17:05 | 0.2S级 | RMB | 240 | 江苏安科瑞电器制造有限公司 | 电流变送器
EC4944 |  | current transmitter | AKH-0.66/G-40I | 70 | IW | 86#1F-Small Wind Turbine Lab | I | 2018-08-28 | 2020-08-27 | JSMI | Closed | 2012-08-29 17:05 | 0.2S级 | RMB | 240 | 江苏安科瑞电器制造有限公司 | 电流变送器
EC4945 |  | current transmitter | AKH-0.66/G-40I | 122 | IW | 86#1F-Small Wind Turbine Lab | I | 2018-08-28 | 2020-08-27 | JSMI | Closed | 2012-08-29 17:06 | 0.2S级 | RMB | 240 | 江苏安科瑞电器制造有限公司 | 电流变送器
EC4946 |  | nozzle |  |  | SH Lab | 86#3F-Construction test lab (Ⅱ) | II | 2019-08-30 | 2020-08-29 | EC JK | Closed | 2012-09-03 10:09 |  | RMB | 1490 |  | 喷嘴
EC4947 |  | gauge for three-pin flat-pin plugs |  |  | SH Lab | 85#5F-Gauge room | II | 2019-11-03 | 2020-11-02 | ES AW | Closed | 2012-11-05 16:35 | 三个量规上分别刻字: Fig.A1 10A; | RMB | 1800 |  | 三芯扁插插头的测试量规
EC4948 |  | gauge for three-pin flat-pin plugs |  |  | SH Lab | 85#5F-Gauge room | II | 2019-11-03 | 2020-11-02 | ES AW | Closed | 2012-11-05 16:35 | 三个量规上分别刻字Fig.A1 15A; | RMB | 1800 |  | 三芯扁插插头的测试量规
EC4949 |  | gauge for three-pin flat-pin plugs |  |  | SH Lab | 85#5F-Gauge room | II | 2019-11-03 | 2020-11-02 | ES AW | Closed | 2012-11-05 16:36 | 三个量规上分别刻字: Fig.A1 20A | RMB | 1800 |  | 三芯扁插插头的测试量规
EC4950 |  | gauge for flat and round pin plugs |  |  | SH Lab | 85#5F-Gauge room | II | 2019-11-03 | 2020-11-02 | ES AW | Closed | 2012-11-05 16:36 | 两个量规上分别刻字: Fig.F1 A-A; | RMB | 1600 |  | 扁插和圆插插头的测试量规
EC4951 |  | electronic scale | pocket scale |  | IW | 86#1F-Small Wind Turbine Lab | I | 2016-08-01 | — | JSMI | Out of service | 2012-09-04 09:18 | 封存； | RMB | 160 |  | 电子秤
EC4952 |  | disk |  |  | SH Lab | 86#3F-Construction test lab (Ⅱ) | II | 2019-08-15 | 2020-08-14 | EC JK | Closed | 2012-08-21 11:08 |  | RMB | 300 |  | 圆盘
EC4953 |  | rod |  |  | SH Lab | 86#3F-Construction test lab (Ⅱ) | II | 2019-08-15 | 2020-08-14 | EC JK | Closed | 2012-08-21 11:08 |  | RMB | 900 |  | 棒
EC4954 | 1 | EVSE adapter test box and thermal test box |  |  | IW BJ | BJ IW test lab | II | 2019-03-06 | 2020-03-05 | ES HG | Closed | 2012-11-19 14:37 |  | RMB | 1980 | 定制 | EVSE 测试盒
EC4954 | 2 | EVSE adapter test box and thermal test box（adapter test box） |  |  | IW BJ | BJ IW test lab | II | 2019-03-06 | 2020-03-05 | ES HG | Closed | 2012-11-19 14:37 |  | RMB | 1980 | 定制 | EVSE 测试盒
EC4955 |  | Push-pull scale | FB-300N | 285241 | SH Lab | 51#7F-CM test lab | I | 2019-09-26 | 2020-09-25 | JSMI | Closed | 2012-09-05 17:13 |  | RMB | 2392 | IMADA | 推拉力计
EC4956 |  | resistence of Power | 定制 |  | IW BJ | BJ IW test lab | II | 2016-08-21 | — | ES HG | Out of service | 2012-09-04 09:22 | 封存 | RMB | 502 |  | 电源输出模拟阻抗
EC4957 |  | air pressure meter | Y-63BFE 1MP | 201208413 | IW | 86#1F-Small Wind Turbine Lab | I | 2014-08-22 | — | SIMT | Out of service | 2012-09-12 10:04 | 封存 | RMB | 320 | 上海自仪公司（自仪四厂） | 空气压力表
EC4958 |  | Temp meter | F568 | 19950031 | SH Lab | 51#7F-PPT test lab | I | 2019-08-23 | 2020-08-22 | SIMT | Closed | 2012-09-06 10:33 |  | RMB | 4100 | FLUKE | 红外线测温仪
EC4959 |  | High Voltage Probes | P6015A | C067270 | SH Lab | 85#5F-ACCE & LUM test lab | I | 2019-09-05 | 2020-09-04 | SIMT | Closed | 2012-10-12 14:31 | 用于雷击浪涌测试 | RMB | 13728 | TEK | 高压探头
EC4960 |  | High Voltage Probes | P6015A | C067275 | SH Lab | 85#5F-ACCE & LUM test lab | I | 2014-12-25 | — | SIMT | Out of service | 2012-10-12 14:32 | 用于雷击浪涌测试 | RMB | 13728 | TEK | 高压探头
EC4961 |  | High Voltage Differential Probes | P5210A | C010679 | SH Lab | 85#5F-ACCE & LUM test lab | I | 2013-09-05 | — | SIMT | Out of service | 2012-10-12 14:32 | 用于雷击浪涌测试 | RMB | 19912 | TEK | 高压差分探头
EC4962 |  | Test cabinet |  |  | SH Lab | 51#7F-LUM test lab | II | 2019-09-06 | 2020-09-05 | EC JK | Closed | 2012-10-26 09:32 |  | RMB | 1980 |  | 发热测试箱
EC4963 |  | gauge for flat and round pin plugs |  |  | SH Lab | 85#5F-Gauge room | II | 2019-11-05 | 2020-11-04 | ES AW | Closed | 2012-11-05 16:34 | 两个量规上分别刻字: Fig.F1 A-A; Fig.F1 B-B | RMB | 1600 |  | 扁插和圆插插头的测试量规
EC4964 |  | Shaking table | DC-300-3 | 120832 | SH Lab | 86#2F-Power supply test lab | I | 2019-10-16 | 2020-10-15 | JSMI | Closed | 2012-11-23 14:08 | ver 4.0.3.0 | RMB | 128000 | 苏州苏试试验仪器股份有限公司 | 振动台
EC4965 |  | power supply | 60KVA |  | SH Lab | 85#5F-ACCE & LUM test lab | I | 2019-01-09 | 2020-01-08 | SQI | Calibrating | 2012-12-11 15:27 |  | RMB | 84000 | APC | 变频电源
EC4966 |  | DNI |  |  | SH Lab | Shibei PV lab | I | 2016-04-18 | — | NIM | Out of service | 2012-10-08 13:44 | 封存； | RMB | 31000 |  | 直射光辐射计
EC4966 | 1 | solar tracking |  |  | SH Lab | Shibei PV lab | III | 2012-08-29 | — | ES JH | Closed | 2012-10-08 13:39 | CNAS整改不符合项,加急! | RMB | 31000 |  | 太阳跟踪支架
EC4967 |  | DNI UVA,UVB |  |  | SH Lab | Shibei PV lab | I | 2015-03-23 | — | SIMT | Out of service | 2012-12-14 13:46 | CNAS整改不符合项,加急! 现组里要求封存 2015.05.19 | RMB | 66000 |  | UVA,UVB紫外直射辐射计
EC4968 |  | Milliohms meter | 3541 | 120911167 | SH Lab | 86#2F-Power supply test lab | I | 2019-01-26 | 2020-04-25 | JSMI | Calibrating | 2012-11-05 16:19 |  | RMB | 17800 | 日置 | 毫欧计
EC4969 |  | Resistive and Capacitive Load |  |  | SH Lab | 86#1F-General test lab | II | 2019-10-19 | 2020-10-18 | ES AW | Closed | 2012-10-25 10:03 |  | RMB | 110000 | 苏州海高电子科技有限公司 | 阻容负载
EC4970 |  | CDN T2 | T2-RJ11 | 0912-20 | SH Lab | 86#4F-EMC test lab | I | 2019-09-23 | 2020-09-22 | SIMT | Closed | 2012-11-13 15:19 |  | RMB | 11600 | EMTEST | CDN T2
EC4971 |  | Data acquisition/switch unit | 34970A | MY44067555 | QD | Qindao test lab | II | 2019-09-06 | 2020-09-05 | ES AW | Closed | 2012-11-29 11:33 | Agilent BenchLink Data Logger 3版本4.2.00 | RMB | 12480 | Agilent Technologies | 数据采集仪
EC4971 | 1 | module | 34970A | MY41149303 | QD | Qindao test lab | III | 2012-11-03 | — | ES AW | Closed | 2012-11-29 11:36 | 购买后，可增加竞争优势，提供本地化测试服务，如不买，会降低竞争优势 | RMB | 3980 | Agilent Technologies | 模块
EC4971 | 2 | module | 34970A | MY41149271 | QD | Qindao test lab | III | 2012-11-03 | — | ES AW | Closed |  | 购买后，可增加竞争优势，提供本地化测试服务，如不买，会降低竞争优势 | RMB | 3980 | Agilent Technologies | 模块
EC4971 | 3 | module | 34970A | MY41149366 | QD | Qindao test lab | III | 2012-11-03 | — | ES AW | Closed |  | 购买后，可增加竞争优势，提供本地化测试服务，如不买，会降低竞争优势 | RMB | 3980 | Agilent Technologies | 模块
EC4972 |  | TYPE5 and TYPE12 IP tester |  |  | IW | 86#1F-Small Wind Turbine Lab | II | 2015-11-05 | — | ES CZ | Out of service | 2012-11-16 10:22 |  | RMB | 1990 |  | 美标TYPE 5 和TYPE 12防水测试设备
EC4973 |  | Residual Voltage Test Network |  |  | QD | Qindao test lab | II | 2019-08-24 | 2020-08-23 | ES AW | Closed | 2012-11-14 10:13 | 青岛现有测试网络盒已不符合新的标准要求需要更换 | RMB | 578 |  | 残余电压测试网络
EC4974 |  | DC linear power source |  |  | QD | Qindao test lab | III | 2012-12-03 | — | ES AW | Closed | 2012-12-12 09:15 | 做直流电气部件试验用，青岛目前没有该种设备。 | RMB | 3800 |  | 直流线性电源
EC4975 |  | Vehicle Drive Over Test |  |  | IW BJ | 86#1F-Small Wind Turbine Lab | I | 2012-11-12 | 2013-11-11 | ES AW | Closed | 2012-12-11 10:24 |  | RMB | 86000 |  | 轮胎压过设备
EC4975 | 1 | Vehicle Drive Over Test |  |  | SH Lab | [5 empty] | Equipment arrived, waiting for acceptance check |  |  | RMB | 86000 |  | 轮胎压过设备（用于测量轮胎气压的压力表）
EC4976 |  | peeling off tester |  |  | SH Lab | Shibei PV lab | I | 2019-06-05 | 2020-06-04 | JSMI | Closed | 2012-11-29 09:51 | 英斯特朗 Instron | RMB | 18000 |  | 材料剥离试验机
EC4977 |  | digital multimeter | F28-5 | 19460382 | SH Lab | 51#7F-LUM test lab | II | 2019-11-28 | 2020-11-27 | EC JZ | Closed | 2012-11-26 13:53 |  | RMB | 3100 | FLUKE | 数字型万用表
EC4978 |  | Flow Rate |  |  | SH Lab | 86#3F-Heating & motor test lab | I | 2019-06-23 | 2021-06-22 | SIMT | Closed | 2012-12-12 14:59 |  | RMB | 4000 |  | 流量计
EC4979 |  | Stopwatch | JD-3BII | 113 | SH Lab | 51#7F-LUM test lab | I | 2019-01-17 | 2020-01-16 | JSMI | Calibrating | 2012-12-04 10:00 |  | RMB | 200 | 上海手表五厂 | 秒表
EC4980 |  | 5661a | HS5661A | 201232028 | SH Lab | 51#7F-LUM test lab | I | 2019-01-31 | 2020-01-30 | SIMT | Calibrating | 2012-12-05 17:01 |  | RMB | 3900 | 嘉兴恒升电子有限责任公司 | 精密声级计
EC4981 |  | Variable Frequency Power Supply | 15KVA |  | SH Lab | 51#7F-LUM test lab | III | 2012-12-03 | — | ES AW | Closed | 2012-12-06 10:05 |  | RMB | 46000 | APC | 变频电源
EC4982 |  | Ambient Temperature and Humidity Tester | S320TH | S320TH545C | SH Lab | 86#1F-Luminary life test lab | I | 2018-03-01 | — | JSMI | Damaged | 2013-01-21 14:09 | 报废 | RMB | 1850 | 深圳市华图测控系统有限公司 | 温湿度记录仪
EC4983 |  | Magnifier | XC-20L |  | SH Lab | 86#1F-General test lab | II | 2019-11-26 | 2020-11-25 | ES AW | Closed | 2012-12-05 09:57 | 15/20倍各一只 | RMB | 620 | 上海精密仪器仪表有限公司 | 放大镜（XC-20L）
EC4984 |  | Light meter | TES1339 | 120400989 | SH Lab | 86#2F-TCO test lab | I | 2019-05-08 | 2020-05-07 | JSMI | Closed | 2012-12-10 13:22 |  | RMB | 1250 | 台湾泰仕 | 照度计
EC4985 |  | Steel ball |  |  | SH Lab | 86#2F-TCO test lab | II | 2019-07-29 | 2020-07-28 | ES AW | Closed | 2012-12-05 13:13 | can not be found | RMB | 200 |  | 钢球
EC4986 |  | Standard Lamp D908S(3100K) | D908S(3100K) | 12020001 | SH Lab | 51#7F-LUM test lab | I | 2015-04-09 | 2020-04-08 | EVERFINE | Closed | 2012-12-05 09:51 |  | RMB | 6630 | 杭州远方光电信息股份有限公司 | 总光谱辐射通量标准灯 D908S(3100K)
EC4987 |  | Standard Lamp D908S(3100K) | D908S(3100K) | 12020010 | SH Lab | 51#7F-LUM test lab | I | 2012-11-29 | — | MFG | Out of service | 2012-12-05 09:52 | 封存 | RMB | 6630 | 杭州远方光电信息股份有限公司 | 总光谱辐射通量标准灯 D908S(3100K)
EC4988 |  | Standard Lamp D908S(3100K) | D908S(3100K) | 12020019 | SH Lab | 51#7F-LUM test lab | I | 2013-11-12 | — | MFG | Out of service | 2012-12-05 09:52 | 封存 | RMB | 6630 | 杭州远方光电信息股份有限公司 | 总光谱辐射通量标准灯 D908S(3100K)
EC4989 |  | Standard Lamp D215S(3100K) | D215S(3100K) | G119786CN1321114 | SH Lab | 51#7F-LUM test lab | I | 2012-11-29 | — | MFG | Out of service | 2012-12-05 09:53 | 封存 | RMB | 4080 | 杭州远方光电信息股份有限公司 | 总光谱辐射通量标准灯 D215S(3100K)
EC4990 |  | Standard Lamp D215S(3100K) | D215S(3100K) | G119786CN1321117 | SH Lab | 51#7F-LUM test lab | I | 2012-11-29 | — | MFG | Out of service | 2012-12-05 09:56 | 封存 | RMB | 4080 | 杭州远方光电信息股份有限公司 | 总光谱辐射通量标准灯 D215S(3100K)
EC4991 |  | Standard Lamp D215S(3100K) | D215S(3100K) | G119786CN1321118 | SH Lab | 51#7F-LUM test lab | I | 2013-11-12 | — | MFG | Out of service | 2012-12-05 09:56 | 封存 | RMB | 4080 | 杭州远方光电信息股份有限公司 | 总光谱辐射通量标准灯 D215S(3100K)
EC4992 |  | isolating transformer with Variable Transformer | 15KVA |  | SH Lab | 86#4F-Multimedia test lab | III | 2012-12-31 | — | ES AW | Closed | 2012-12-18 16:51 |  | RMB | 5200 | 上海弘乐电气有限公司 | 隔离变压器带调压器
EC4993 |  | oven |  |  | SH Lab | Shibei PV lab | I | 2020-01-02 | 2021-01-01 | JSMI | Closed | 2012-12-21 10:10 |  | RMB | 12100 |  | 恒温箱
EC4994 |  | Height gauge | 192-670-10 （0~300)mm/0.01mm | 1211845 | CN FAC | 86#4F-Calibration room | I | 2020-01-03 | 2021-01-02 | JSMI | Closed | 2012-12-18 15:54 |  | RMB | 8850 | Mitutoyo Corporation | 高度尺 192-670-10
EC4995 |  | Depth Micrometer | 329-250-10（0~150mm） | 208124 | CN FAC | 86#4F-Calibration room | I | 2019-12-23 | 2020-12-22 | JSMI | Closed | 2012-12-18 15:54 |  | RMB | 3550 | Mitutoyo Corporation | 深度千分尺 329-250-10
EC4996 |  | Stopwatch | JD-3B11 | 113 | YY Eng | Yuyao test lab | I | 2019-04-25 | 2020-04-24 | CIXI | Closed | 2013-01-02 09:09 |  | RMB | 200 | 上海手表五厂 | 秒表
EC4997 |  | Salt-fog chamber |  |  | SH Lab | 51#7F-PPT test lab | I | 2019-01-08 | 2020-01-07 | JSMI | Calibrating | 2012-12-18 15:28 |  | RMB | 49000 | 上海热策电子科技有限公司 | 盐雾箱
EC4997 | 1 | PH meter | PHB-4 |  | PPT | 51#7F-PPT test lab | I | 2015-04-27 | — | SIMT | Out of service |  | 停用，改用EC4997-2 | RMB | 49000 | 上海今迈仪器仪表有限公司 | PH计
EC4997 | 2 | PH Meter2 | 8601 | 1119211 | PPT | 51#7F-PPT test lab | I | 2019-09-06 | 2020-09-05 | JSMI | Closed |  |  | RMB | 49000 | 衡欣科技股份有限公司 | PH计
EC4998 |  | Torque Screwdriver | LTD120CN | 439102C | SH Lab | 85#5F-ACCE & LUM test lab | I | 2019-05-29 | 2020-05-28 | SIMT | Closed | 2012-12-24 15:22 |  | RMB | 1450 | TOHNICHI | 扭力螺丝刀
EC4999 |  | Integrating Sound Level Meter and Hand-Arm Vibration Meter | 2239-B | 2738863 | QD | Qindao test lab | I | 2019-07-11 | 2020-07-10 | SIMT | Closed | 2012-12-18 17:18 | 户外设备试验中，噪音和振动测试需要用到，青岛目前噪音计EC4184仅适用于室内设备。 | RMB | 113000 | B&K | 声级计
EC4999 | 1 | Prepolarized Condenser Microphone | 4188 | 2791216 | QD | Qindao test lab | I | 2019-07-11 | 2020-07-10 | SIMT | Closed | 2012-12-18 17:13 | 户外设备试验中，噪音和振动测试需要用到，青岛目前噪音计EC4184仅适用于室内设备。 | RMB | 113000 | B&K | 电容式传声器
EC4999 | 2 | Accelerometer calibrator | 4294 | 2811992 | QD | Qindao test lab | I | 2019-07-11 | 2020-07-10 | SIMT | Closed | 2012-12-18 17:13 | 户外设备试验中，噪音和振动测试需要用到，青岛目前噪音计EC4184仅适用于室内设备。 | RMB | 113000 | B&K | 加速度计校准器
EC4999 | 3 | Sound Calibrator Class 1 and LS 94 and 114 dB,1kHz | 4231 | 3005877 | QD | Qindao test lab | I | 2019-07-16 | 2020-07-15 | SIMT | Closed | 2012-12-18 17:27 | 户外设备试验中，噪音和振动测试需要用到，青岛目前噪音计EC4184仅适用于室内设备。 | RMB | 113000 | B&K | 1型声学校准器
EC4999 | 4 | Calibration Chart for Charge Accelerometer | 4505-A | 30573 | QD | Qindao test lab | I | 2019-07-12 | 2020-07-11 | SIMT | Closed | 2012-12-18 17:13 | 户外设备试验中，噪音和振动测试需要用到，青岛目前噪音计EC4184仅适用于室内设备。 | RMB | 113000 | B&K | 加速度校准器负载
EC5000 |  | Pressure Drop guage | PMP5076-TC-A3-CB-H0-PA:0-25psi D | 3339643 | SH Lab | 86#3F-Construction test lab (Ⅱ) | I | 2015-01-16 | — | SIMT | Out of service | 2012-12-27 16:10 | 封存； | RMB | 10900 | 通用电气检测控制技术（上海）有限公司 | 压差传感器PMP5076-TC-A3-CB-H0-PA:0-25psi D
EC5001 |  | Multiple fucntion performance&safety chamber |  |  | SH Lab | 86#3F-Cooking & HVAC test lab | I | 2019-12-20 | 2020-12-19 | SIMT | Closed | 2012-12-18 16:20 | VER2.05（冰箱测试），VER1.17（空调测试） | RMB | 2185000 | 上海欧丞制冷技术有限公司 | 多功能性能安规试验室
EC5001 | 1 | POWER | WT230 | 91M932545 | SH Lab | 86#3F-Cooking & HVAC test lab | I | 2019-12-20 | 2020-12-19 | SIMT | Closed |  | WT230 | RMB | 2185000 | YOKOGAWA | 数字功率表
EC5001 | 2 | POWER | WT230 | 91M932546 | SH Lab | 86#3F-Cooking & HVAC test lab | I | 2019-12-20 | 2020-12-19 | SIMT | Closed |  | WT230 | RMB | 2185000 | YOKOGAWA | 数字功率表
EC5001 | 3 | Multiple fucntion performance&safety chamber | XK3150（W） | s12201798 | SH Lab | 86#3F-Cooking & HVAC test lab | I | 2019-04-03 | 2020-04-02 | JSMI | Closed |  | None | RMB | 2185000 | 上海欧丞制冷技术有限公司 | 多功能性能安规试验室----天平秤
EC5001 | 4 | Multiple fucntion performance&safety chamber |  |  | SH Lab | 86#3F-Cooking & HVAC test lab | I | 2019-02-27 | 2020-02-26 | JSMI | Calibrating |  | None | RMB | 2185000 | 上海欧丞制冷技术有限公司 | 多功能性能安规试验室----喷嘴
EC5001 | 5 | Multiple fucntion performance&safety chamber |  |  | SH Lab | 86#3F-Cooking & HVAC test lab | III | 2013-12-13 | — | SIMT | Closed |  | 2014-9 改造一次，费用341853元 | RMB | 2185000 | 上海欧丞制冷技术有限公司 | 多功能性能安规试验室
EC5001 | 6 | Multiple fucntion performance&safety chamber |  |  | SH Lab | 86#3F-Cooking & HVAC test lab | III | 2014-12-12 | — | SIMT | Calibrating |  | 费用95500元,设备在万荣路防爆箱内。 | RMB | 2185000 | 上海欧丞制冷技术有限公司 | 多功能性能安规试验室-----吸风罩
EC5001 | 7 | Multiple fucntion performance&safety chamber |  |  | SH Lab | 86#3F-Cooking & HVAC test lab | I | 2018-12-21 | 2019-12-20 | SIMT | Calibrating |  | 376500元2017年定制PA17080016 | RMB | 2185000 | 上海欧丞制冷技术有限公司 | 多功能性能安规试验室----风量测试系统
EC5001 | 8 | AC power source | 31015T 15KVA | F312120014 | SH Lab | 86#3F-Cooking & HVAC test lab | III | 2012-12-21 | — | ES JX | Closed |  |  | RMB | 2185000 | 艾普斯电源（苏州）有限公司 | 变频电源
EC5020 |  | WEDGE PROBE |  |  | SH Lab | 86#4F-Multimedia test lab | II | 2019-11-30 | 2020-11-29 | ES AW | Closed | 2012-12-20 16:42 |  | RMB | 3200 |  | 楔形探针
EC5021 |  | Metal roof |  |  | SH Lab | 85#5F-Battery test lab | III | 2012-12-02 | — | ES AW | Closed | 2012-12-19 15:22 |  | RMB | 200 |  | 金属顶块
EC5022 |  | DC load |  |  | AV | 86#4F-Multimedia test lab | I | 2019-10-14 | 2020-10-13 | JSMI | Closed | 2012-12-18 16:50 |  | USD | 4200 | chroma | 直流负载
EC5022 | 1 | DC load |  |  | AV | 86#4F-Multimedia test lab | I | 2019-12-17 | 2020-12-16 | JSMI | Closed |  |  | USD | 4200 | chroma | 直流负载
EC5023 |  | Current-carrying hoses test equ. |  |  | HA | 86#3F-Heating & motor test lab | I | 2019-12-17 | 2020-12-16 | JSMI | Closed | 2012-12-18 16:26 |  | RMB | 196000 | 苏州东辰林达检测技术有限公司 | 带电软管测试设备（抗压）
EC5023 | 1 | Current-carrying hoses test equ. |  |  | HA | 86#2F-Performance test lab | II | 2020-02-24 | 2021-02-23 | EC JK | Closed |  |  | RMB | 196000 | 苏州东辰林达检测技术有限公司 | 带电软管测试设备(挤压试验,压板1)
EC5023 | 2 | Current-carrying hoses test equ. |  |  | HA | 86#2F-Performance test lab | II | 2020-02-24 | 2021-02-23 | EC JK | Closed |  |  | RMB | 196000 | 苏州东辰林达检测技术有限公司 | 带电软管测试设备(挤压试验,压板2)
EC5023 | 3 | Current-carrying hoses test equ. |  |  | HA | 86#2F-Performance test lab | II | 2020-02-24 | 2021-02-23 | EC JK | Closed |  |  | RMB | 196000 | 苏州东辰林达检测技术有限公司 | 带电软管测试设备(挤压试验,压板3)
EC5023 | 4 | Current-carrying hoses test equ. |  |  | HA | 86#2F-Performance test lab | II | 2020-02-24 | 2021-02-23 | EC JK | Closed |  |  | RMB | 196000 | 苏州东辰林达检测技术有限公司 | 带电软管测试设备(挤压试验,压板4)
EC5024 |  | Current-carrying hoses test equ. |  |  | SH Lab | 86#3F-Heating & motor test lab | II | 2019-12-17 | 2020-12-16 | JSMI | Closed | 2012-12-18 16:27 |  | RMB | 196000 | 苏州东辰林达检测技术有限公司 | 带电软管测试设备（垂直弯曲）
EC5025 |  | Current-carrying hoses test equ. |  |  | SH Lab | 86#3F-Heating & motor test lab | II | 2020-02-24 | 2021-02-23 | ES CZ | Closed | 2012-12-18 16:28 |  | RMB | 196000 |  | 带电软管测试设备（水平弯曲）
EC5026 |  | Current-carrying hoses test equ. |  |  | SH Lab | 86#3F-Heating & motor test lab | II | 2020-02-24 | 2021-02-23 | EC JZ | Closed | 2012-12-18 16:29 |  | RMB | 196000 |  | 带电软管测试设备（内部磨损）
EC5026 | 1 | Current-carrying hoses test equ. |  |  | HA | 86#3F-Cooking & HVAC test lab | I | 2019-03-26 | 2021-03-25 | SIMT | Closed |  |  | RMB | 196000 |  | 带电软管测试设备（内部磨损，金属管浮子流量计）
EC5027 |  | Current-carrying hoses test equ. |  |  | SH Lab | 86#3F-Heating & motor test lab | II | 2019-12-17 | 2020-12-16 | JSMI | Closed | 2012-12-18 16:30 |  | RMB | 196000 |  | 带电软管测试设备（扭曲）
EC5028 |  | Crushing, deformation & Voltage measurement system |  |  | SH Lab | 85#5F-Battery test lab | I | 2019-02-01 | 2020-04-30 | JSMI | Calibrating | 2012-12-19 15:21 |  | RMB | 59000 |  | 电池挤压、变形、电压综合测试台
EC5029 |  | Forced Internal short-circuit testing system |  |  | SH Lab | 85#5F-Battery test lab | I | 2019-12-30 | 2020-12-29 | JSMI | Closed | 2012-12-19 15:22 |  | RMB | 79000 |  | 单电池强制内部短路试验系统
EC5030 |  | Battery AC internal resistance tester | AT520 | 520001209067 | SH Lab | 51#7F-PPT test lab | I | 2019-01-21 | 2020-01-20 | JSMI | Calibrating | 2012-12-18 16:23 |  | RMB | 7900 | 常州安柏精密仪器有限公司 | 电池交流内阻测试仪
EC5031 |  | time controller for trigger operation | 定制 |  | SH Lab | 86#1F-Garden tools test lab (Ⅰ) | II | 2020-01-08 | 2021-01-07 | ES AW | Closed | 2012-12-19 15:04 |  | RMB | 3900 | 上海晶苓电子科技有限公司 | 扳机控制器
EC5032 |  | Digital torque tester | DNJ-300 （探头NJ-200） | 1212 | PT | 86#1F-Tools & machinery test lab | I | 2019-07-22 | 2020-07-21 | JSMI | Closed | 2012-12-19 15:50 |  | RMB | 9200 | 上海菱生电子仪器有限公司 | 数字扭矩测试仪（0-300N·M）
EC5033 |  | Conducted immunity system----voltage drop simulator | SKS-1130GT | 110312001E | SH Lab | 86#4F-EMC test lab | I | 2019-01-04 | 2020-01-03 | SIMT | Calibrating | 2012-12-24 11:18 |  | RMB | 210000 | 上海三基电子工业有限公司 | Conducted immunity system----周波电压跌落模拟器
EC5033 | 1 | Conducted immunity system----wave generator | SKS-1206GB | 120311001J | SH Lab | 86#4F-EMC test lab | I | 2019-01-04 | 2020-01-03 | SIMT | Calibrating | 2012-12-24 11:18 |  | RMB | 210000 | 上海三基电子工业有限公司 | Conducted immunity system----振铃波发生器
EC5033 | 2 | Conducted immunity system---surge generator | SKS-0506GB-30 | 051012001J | SH Lab | 86#4F-EMC test lab | I | 2019-03-26 | 2020-03-25 | SIMT | Calibrating | 2012-12-24 11:18 |  | RMB | 210000 | 上海三基电子工业有限公司 | Conducted immunity system----雷击浪涌发生器
EC5033 | 3 | Conducted immunity system---group pulse generator | SKS-0404IB |  | SH Lab | 86#4F-EMC test lab | I | 2019-03-26 | 2020-03-25 | JSMI | Calibrating | 2012-12-24 11:19 |  | RMB | 210000 | 上海三基电子工业有限公司 | Conducted immunity system---电快速瞬变脉冲群发生器
EC5035 |  | Steam Iron test apparatus |  |  | SH Lab | 51#7F-PPT test lab | II | 2019-12-30 | 2020-12-29 | ES AW | Closed | 2012-12-20 13:28 | III类设备 | RMB | 10000 |  | 蒸汽熨斗测试装置
EC5036 |  | multifunction machine hand testboard |  |  | SH Lab | 86#3F-Construction test lab (Ⅱ) | II | 2019-07-10 | 2020-07-09 | ES AW | Closed | 2013-06-20 14:35 |  | RMB | 36341 |  | 多功能机械手测试台
EC5037 | 1 | Plywood base |  |  | SH Lab | 86#3F-Home appliance test lab | II | 2014-01-08 | — | ES AW | Out of service | 2013-01-24 10:03 |  | RMB | 909.5 |  | 胶合板1.8mx1mx20mm
EC5037 | 2 | Plywood base |  |  | SH Lab | 86#3F-Home appliance test lab | II | 2014-01-08 | — | ES AW | Out of service | 2013-01-24 10:04 |  | RMB | 909.5 |  | 胶合板1.8mx1mx20mm
EC5037 | 3 | Plywood base |  |  | SH Lab | 86#3F-Home appliance test lab | II | 2014-01-08 | — | ES AW | Out of service | 2013-01-24 10:04 |  | RMB | 1187.7 |  | 橡木板1.2mx1mx20mm
EC5037 | 4 | Plywood base |  |  | SH Lab | 86#3F-Home appliance test lab | II | 2014-01-08 | — | ES AW | Out of service | 2013-01-24 10:05 |  | RMB | 1187.7 |  | 橡木板1.2mx1mx20mm
EC5037 | 5 | Plywood base |  |  | SH Lab | 86#3F-Home appliance test lab | II | 2014-01-08 | — | ES AW | Out of service | 2013-01-24 10:06 |  | RMB | 428 |  | 胶合板1.0mx1mx20mm
EC5038 |  | FLOWMETER | LZB-3WB | 4000118 | SH Lab | 86#1F-Material test lab | I | 2014-01-20 | — | SIMT | Disposal | 2013-02-06 17:20 | 增加 105±5ml/Min，965±30ml/Min 两个刻度值。 | RMB | 200 | 常州市成丰流量仪表有限公司 | 转子流量计
EC5039 |  | electronic-type load 63201 | 63201直流电子负载 | 632010001701 | PV | Shibei PV lab | I | 2018-04-04 | — | JSMI | Disposal | 2013-04-09 10:25 | 封存 | USD | 6210 | TAIWAN CHROMA | 电子负载 63201
EC5040 |  | DC Power source | 62024P-80-60 | 62024PA00856 | PV | Shibei PV lab | I | 2020-01-02 | 2021-01-01 | JSMI | Closed | 2013-04-09 10:25 |  | USD | 3600 | TAIWAN CHROMA | 直流电源（62024P-80-60）
EC5041 | 1 | LEG |  |  | HA | 86#3F-Heating & motor test lab | II | 2020-01-24 | 2021-01-23 | ES AW | Closed | 2013-01-24 16:51 |  | RMB | 3381.3 |  | 腿
EC5041 | 2 | LEG |  |  | HA | 86#3F-Heating & motor test lab | II | 2020-01-24 | 2021-01-23 | ES AW | Closed | 2013-01-24 16:52 |  | RMB | 3381.3 |  | 腿
EC5042 |  | iron board tmp. |  |  | SH Lab | 86#3F-Heating & motor test lab | III | 2013-02-04 | — | ES AW | Closed | 2013-03-12 16:30 |  | RMB | 480 |  | 电熨斗底板测温件
EC5043 |  | iron board tmp. |  |  | SH Lab | 86#3F-Heating & motor test lab | III | 2013-02-14 | — | ES AW | Closed | 2013-03-12 16:30 |  | RMB | 480 |  | 电熨斗底板测温件
EC5044 |  | iron board tmp. |  |  | SH Lab | 86#3F-Heating & motor test lab | III | 2013-02-14 | — | ES AW | Closed | 2013-03-12 16:31 |  | RMB | 480 |  | 电熨斗底板测温件
EC5045 |  | iron board tmp. |  |  | SH Lab | 86#3F-Heating & motor test lab | III | 2013-02-14 | — | ES AW | Closed | 2013-03-12 16:32 |  | RMB | 480 |  | 电熨斗底板测温件
EC5046 |  | High Temperature Oven | SEG-021H |  | SH Lab | 86#1F-General test lab | II | 2020-01-03 | 2021-01-02 | ES AW | Closed | 2013-04-03 16:38 |  | RMB | 27000 | 上海爱斯佩克环境设备有限公司 | 高温烘箱
EC5047 |  | PLASTER BOARD |  |  | SH Lab | 86#2F-Power supply test lab | II | 2020-02-05 | 2021-02-04 | ES AW | Closed | 2013-03-11 15:52 |  | RMB | 1980 |  | 石膏挂板
EC5048 |  | 45 degree Thermostatic room | 定制 |  | LUM | 51#7F-LUM test lab | I | 2018-03-06 | — | JSMI | Disposal | 2013-03-25 09:58 |  | RMB | 53800 | 上海源泛电热电器厂 | 45摄氏度自动控制恒温房
EC5049 |  | voltage regulator | 7KVA |  | LUM | 51#7F-LUM test lab | III | 2013-03-04 | — | ES AW | Closed | 2013-03-12 09:54 |  | RMB | 950 | 上海弘乐电气有限公司 | 调压器
EC5050 |  | Bowl |  |  | YY | Yuyao test lab | III | 2013-03-13 | — | ES AW | Closed | 2013-04-03 10:59 |  | RMB | 1450 |  | 碗
EC5051 |  | Test chain | ACC. to IEC60598-1 4.26 | TC110429-11 | XM Lab | Xiamen test lab | III | 2013-02-28 | — | SIMT | Closed | 2013-05-03 15:39 |  | RMB | 4000 | Friborg Test Technology AB | 测试链
EC5052 |  | Test circuit for metal halide luminaires |  |  | XM Lab | Xiamen test lab | III | 2013-03-13 | — | ES AW | Closed | 2013-03-20 13:38 |  | RMB | 60 |  | 金属卤化物灯具测试电路
EC5053 |  | Ball preasure tester |  |  | XM | Xiamen test lab | II | 2019-06-16 | 2020-06-15 | EC JZ | Closed | 2013-03-21 10:14 |  | RMB | 2964 |  | 球压测试仪
EC5054 |  | gauge |  |  | IW | 86#1F-Tools & machinery test lab | II | 2020-03-12 | 2021-03-11 | EC JK | Closed | 2013-03-12 10:44 |  | RMB | 550 |  | 重块156N
EC5055 |  | gauge |  |  | IW | 86#1F-Tools & machinery test lab | II | 2020-03-12 | 2021-03-11 | EC JK | Closed | 2013-03-12 10:45 |  | RMB | 550 |  | 重块89N
EC5056 |  | gauge |  |  | IW | 86#1F-Tools & machinery test lab | II | 2020-03-12 | 2021-03-11 | EC JK | Closed | 2013-03-12 10:47 |  | RMB | 550 |  | 重块22.5N
EC5057 |  | Battery electronic loading equipment | PCBT-188-8D |  | PPT | 51#7F-PPT test lab | I | 2014-05-20 | — | SQI | Out of service | 2013-05-31 11:18 |  | RMB | 85000 | 武汉力兴电源股份有限公司 | 电池加载设备
EC5058 |  | iorn plate for crush test |  |  | SH Lab | 86#4F-Multimedia test lab | II | 2019-04-10 | 2020-04-09 | EC JZ | Closed | 2013-05-07 09:47 |  | RMB | 1900 |  | CRUSH测试用铁块
EC5059 |  | Minimum face size probe |  |  | XM Lab | Xiamen test lab | II | 2020-01-27 | 2021-01-26 | EC JZ | Closed | 2013-04-16 16:53 |  | RMB | 600 |  | 尺规
EC5060 |  | Ageing Rack | 定制 |  | SH Lab | 51#7F-LUM test lab | I | 2019-07-11 | 2020-07-10 | SETRI | Closed | 2013-07-22 15:50 |  | RMB | 54800 | 上海强坤机械制造有限公司 | 老化架（控制柜）
EC5060 | 1 | Ageing Rack | 定制 |  | SH Lab | 51#7F-LUM test lab | I | 2019-07-11 | 2020-07-10 | SETRI | Closed | 2013-07-22 15:53 |  | RMB | 54800 | 上海强坤机械制造有限公司 | 老化架（灯架）
EC5061 |  | AC Hi-Pot tester | ZHZ8-1KVA-5KV | N00874 | YY | Yuyao test lab | I | 2019-04-25 | 2020-04-24 | CIXI | Closed | 2013-05-06 16:30 |  | RMB | 3600 | 上海安标电子有限公司 | 交流耐压仪
EC5062 |  | ErP switch cycle controlling device | 定制 |  | SH Lab | 51#7F-LUM test lab | II | 2019-05-10 | 2020-05-09 | ES AW | Closed | 2013-04-22 09:36 | n/a | RMB | 459.4 | Intertek SH | ErP灯具开关测试控制装置
EC5063 |  | IP tester for UL |  |  | IW | 86#1F-Washing M/C test lab | II | 2019-06-04 | 2020-06-03 | EC JK | Closed | 2013-06-04 16:09 |  | RMB | 6950.15 |  | IP防水测试设备
EC5063 | 1 | IP tester for UL |  |  | IW | 86#1F-Material test lab | I | 2019-02-22 | 2020-02-21 | SIMT | Calibrating | 2013-06-04 16:08 |  | RMB | 6950.15 |  | IP防水测试设备（流量计）
EC5064 |  | AC Linear Power Source | KDF-11005G | F212110025 | YY | Yuyao test lab | III | 2013-04-24 | — | ES AW | Closed | 2013-05-09 11:14 |  | RMB | 19000 | 艾普斯电源（天津）有限公司 | 交流稳压电源
EC5064 | 1 | Variable Voltage Transformer |  | F212110025 | CIXI | Yuyao test lab | III | 2013-04-24 | — | ES AW | Closed |  | 杭州转移设备EH2191 | RMB | 19000 |  | 调压器
EC5065 |  | Temperature and humidity recorder | Testo 174H | 36651638 | SH Lab | 51#7F-LUM test lab | I | 2019-07-18 | 2020-07-17 | JSMI | Closed | 2013-05-21 13:26 | n/a | RMB | 1300 | Testo | 温湿度记录仪（TESTO-174H）
EC5066 |  | non-connection gauge |  |  | SH ACCE | 85#5F-Gauge room | II | 2019-05-10 | 2020-05-09 | EC JZ | Closed | 2013-05-21 15:54 | 两个gauge上分别标注D1，D2（see SANS164-1:2012 annex D) | RMB | 1600 |  | 防接触规
EC5067 |  | non-connection gauge |  |  | SH ACCE | 85#5F-Gauge room | II | 2019-05-10 | 2020-05-09 | EC JZ | Closed | 2013-05-21 15:55 | 两个gauge上分别标注D1，D2（see SANS164-1:2012 annex D) | RMB | 1600 |  | 防接触规
EC5068 |  | densitometer (range 0 to 4.0) | ZM-312 | 3024 | CM | 51#7F-CM test lab | I | 2019-09-24 | 2020-09-23 | SIMT | Closed | 2013-09-24 11:24 | Solution for CBTL finding (NCR03/04 ) | RMB | 5900 | 北京华明雷德科技有限责任公司 | 光学浓度计
EC5069 |  | Pressure gage | Y-100B-F 0~0.1Mpa | XU12083786 | SH Lab | 86#3F-Cooking & HVAC test lab | I | 2019-05-29 | 2020-05-28 | JSMI | Closed | 2013-07-18 10:43 |  | RMB | 247 | 上海自动化仪表股份有限公司 | 压力表
EC5070 |  | Pressure gage | Y-100B-F 0~0.25Mpa | AQ12066699 | SH Lab | 86#3F-Cooking & HVAC test lab | I | 2019-05-29 | 2020-05-28 | JSMI | Closed | 2013-07-18 10:44 |  | RMB | 247 | 上海自动化仪表股份有限公司 | 压力表
EC5071 |  | Pressure gage | Y-100B-F 0~0.4Mpa | XU12087354 | SH Lab | 86#3F-Cooking & HVAC test lab | I | 2019-05-29 | 2020-05-28 | JSMI | Closed | 2013-07-18 10:45 |  | RMB | 247 | 上海自动化仪表股份有限公司 | 压力表
EC5072 |  | Pressure gage | Y-100B-F 0~1Mpa | XU12082943 | SH Lab | 86#3F-Cooking & HVAC test lab | I | 2019-05-29 | 2020-05-28 | JSMI | Closed | 2013-07-18 10:45 |  | RMB | 247 | 上海自动化仪表股份有限公司 | 压力表
EC5073 |  | Pressure gage | Y-100B-F 0~2.5Mpa | HK12036868 | SH Lab | 86#3F-Cooking & HVAC test lab | I | 2019-08-21 | 2020-08-20 | JSMI | Closed | 2013-07-18 10:46 |  | RMB | 247 | 上海自动化仪表股份有限公司 | 压力表
EC5074 |  | Pressure gage | Y-100B-F 0~4Mpa | XU120815016 | SH Lab | 86#3F-Cooking & HVAC test lab | I | 2015-05-29 | — | JSMI | Out of service | 2013-07-18 10:47 |  | RMB | 247 | 上海自动化仪表股份有限公司 | 压力表
EC5075 |  | Test probe |  |  | QD | Qindao test lab | II | 2019-05-10 | 2020-05-09 | EC JZ | Closed | 2013-05-20 09:34 | 家电防触电检查用试验指，目前青岛没有此设备。 | RMB | 1800 |  | Test probe
EC5076 |  | torque wrench | TS500A | 44130124 | SH Lab | 51#7F-PPT test lab | I | 2019-04-30 | 2020-04-29 | JSMI | Closed | 2013-05-15 12:22 |  | RMB | 5950 | 深圳市特立德精密工具有限公司 | 扭矩扳手
EC5077 |  | slide caliper | 0~200mm | 12020531 | SH ICT | 86#4F-EMC test lab | I | 2016-06-06 | — | JSMI | Out of service | 2013-06-04 15:38 | 封存 2016.07.11 | RMB | 320 | 上海量具刃具厂 | 游标卡尺
EC5078 |  | CONE TOOL |  |  | SH Lab | 86#4F-Multimedia test lab | II | 2019-06-19 | 2020-06-18 | EC JK | Closed | 2013-07-01 15:44 |  | RMB | 1900 |  | 锥形
EC5079 |  | cord reel test apparatus |  |  | XM Lab | Xiamen test lab | II | 2019-06-16 | 2020-06-15 | ES AW | Closed | 2013-06-17 13:23 |  | RMB | 37601 |  | 卷线盘测试装置
EC5080 |  | Inspection plate |  |  | LAB | 86#4F-Calibration room | I | 2019-05-15 | 2020-05-14 | JSMI | Closed | 2013-05-31 15:01 |  | RMB | 1800 |  | 检验平板
EC5081 |  | spillage |  |  | SH Lab | 86#3F-Home appliance test lab | II | 2019-07-17 | 2020-07-16 | EC JK | Closed | 2013-10-10 13:23 |  | RMB | 630 |  | 溢水测试设备
EC5082 |  | 100mm ball |  |  | SH Lab | 86#1F-Garden tools test lab (Ⅰ) | II | 2019-07-08 | 2020-07-07 | EC JK | Closed | 2013-08-06 16:17 |  | RMB | 350 |  | 100mm 固体球
EC5083 |  | Test box for EN62384 Figure A.2 |  |  | SH Lab | 51#7F-LUM test lab | II | 2019-07-15 | 2020-07-14 | EC JK | Closed | 2013-07-16 10:15 | / | RMB | 334 | Intertek SH（自制） | EN62384 图A.2 测试盒
EC5084 |  | High Temperature Oven | LC-223 | 1010131131 | XM Lab | Xiamen test lab | I | 2019-01-22 | 2020-01-21 | XRCTT | Closed | 2013-07-29 10:06 |  | RMB | 12550 | 上海爱斯佩克环境设备有限公司 | 高温烘箱
EC5085 |  | Push Scale |  |  | QD | Qindao test lab | I | 2019-01-23 | 2020-04-22 | GRGT | Calibrating | 2013-08-12 09:21 | 防触电测试使用，现有设备EC3497精度不够（最小刻度2N）。 | RMB | 590 |  | 管形推力计
EC5086 |  | Current transformer | AKH-0.66/G G-30*30I 30A/5A 0.2级 | 11307100810001 | SH Wind | BJ IW test lab | I | 2015-10-23 | — | JSMI | Out of service | 2013-08-12 16:29 | 暂时停用，201507 | RMB | 150 | 安科瑞电气股份有限公司 | 电流互感器
EC5087 |  | Current transformer | AKH-0.66/G G-30*30I 30A/5A 0.2级 | 11307100810002 | SH Wind | BJ IW test lab | I | 2015-10-23 | — | JSMI | Out of service | 2013-08-12 16:28 | 暂时停用，201507 | RMB | 150 | 安科瑞电气股份有限公司 | 电流互感器
EC5088 |  | Current transformer | AKH-0.66/G G-30*30I 30A/5A 0.2级 | 11307100810003 | SH Wind | 51#7F-SH Wind test lab | I | 2015-10-23 | — | JSMI | Out of service | 2013-08-12 16:26 |  | RMB | 150 | 安科瑞电气股份有限公司 | 电流互感器
EC5089 |  | Grey scale |  |  | SH Lab | 51#7F-PPT test lab | III | 2013-07-29 | — | ES AW | Closed | 2013-08-02 12:31 |  | RMB | 1990 |  | AATCC标准的灰度尺（北美标准）
EC5090 |  | Gauge for lampholder |  |  | SH Lab | 51#7F-LUM test lab | II | 2019-12-05 | 2020-12-04 | EC JK | Closed | 2013-12-24 12:09 | / | RMB | 1950 |  | 灯座量规
EC5091 |  | Gauge for lampholder |  |  | SH Lab | 51#7F-LUM test lab | II | 2019-12-05 | 2020-12-04 | EC JK | Closed | 2013-12-24 12:10 | / | RMB | 1950 |  | 灯座量规
EC5092 |  | Gauge for lampholder |  |  | SH Lab | 51#7F-LUM test lab | II | 2019-12-05 | 2020-12-04 | EC JK | Closed | 2013-12-24 12:10 | / | RMB | 1950 |  | 灯座量规
EC5093 |  | Gauge for lampholder |  |  | SH Lab | 51#7F-LUM test lab | II | 2019-12-05 | 2020-12-04 | EC JK | Closed | 2013-12-24 12:10 | 原量规报废，重新做量规 | RMB | 1950 |  | 灯座量规
EC5094 |  | 6000 hrs control box of life test | 定制 |  | SH Lab | 51#7F-LUM test lab | II | 2019-08-07 | 2020-08-06 | EC JZ | Closed | 2013-08-13 09:57 | n/a | RMB | 498 | Intertek（SH） | 6000小时寿命控制盒
EC5095 |  | battery cycle tester | BT2000-30V/20A/8CH | 173907 | PS | 86#2F-Power supply test lab | I | 2018-06-12 | 2019-06-11 | JSMI | Calibrating | 2013-09-10 13:09 |  | USD | 30000 | ARBIN CORPORATION | 30V20A电池循环测试仪
EC5096 |  | battery cycle tester | BT2000-5V/5A/24CH | 173899 | PS | 86#2F-Power supply test lab | I | 2018-08-10 | 2019-08-09 | JSMI | Calibrating | 2013-09-10 13:09 |  | USD | 30960 | ARBIN CORPORATION | 5V5A电池循环测试仪
EC5097 |  | sand ball | 定制 |  | SH Lab | 86#3F-Heating & motor test lab | II | 2019-08-08 | 2020-08-07 | EC JZ | Closed | 2013-08-09 17:07 |  | RMB | 670 | 上海芯利电子科技有限公司 | 砂球
EC5098 |  | tapeline | 5.0m/16ft | I9021034 | SH Lab | 51#7F-LUM test lab | III | 2015-01-09 | — | SQI | Closed | 2013-08-15 15:05 |  | RMB | 52.8 | Tajima | 卷尺(需计量)
EC5099 |  | Power transducer | S3-WD-3A-545OOBY | LG0249 | SH Wind | 51#7F-SH Wind test lab | I | 2014-12-15 | — | SIMT | Disposal | 2013-08-16 09:05 |  | RMB | 2800 | TAIK ELECTRIC | 功率变送器
EC5100 |  | integrating sphere temperature controller | TC-101，CL-220 | G119860CJ7331112 , G119861CJ7331112 | SH Lab | 51#7F-LUM test lab | I | 2019-07-11 | 2020-07-10 | JSMI | Closed | 2013-10-12 09:34 | n/a | RMB | 55000 | 杭州远方光电信息股份有限公司 | 积分球辅助温控器
EC5101 |  | AC/DC Power meter | 8775C1 | 871210055 | SH Lab | 51#7F-PPT test lab | II | 2019-08-09 | 2020-08-08 | EC JK | Closed | 2013-08-15 09:41 | 电压电流：±0.25%Rdg+0.25%FS功率：cosφ=1.0，±（0.25%Rdg+0.25%FS),cosφ=0.5,±（0.5%Rdg+0.5%FS)频率：±0.2Hz,功率因素：±0.07 | RMB | 3880 | 青岛青智仪器有限公司 | AC/DC数字功率表40A
EC5102 |  | AC/DC Power meter | 8775C1 | 871210050 | SH Lab | 51#7F-PPT test lab | II | 2019-08-09 | 2020-08-08 | EC JK | Closed | 2013-08-15 09:42 | 电压电流：±0.25%Rdg+0.25%FS功率：cosφ=1.0，±（0.25%Rdg+0.25%FS),cosφ=0.5,±（0.5%Rdg+0.5%FS)频率：±0.2Hz,功率因素：±0.07 | RMB | 3880 | 青岛青智仪器有限公司 | AC/DC数字功率表40A
EC5103 |  | Power transducer | S3-WD-3A-545OOBY | LG0249 | SH Wind | 51#7F-SH Wind test lab | I | 2013-07-29 |  | SIMT | Cancel |  | 该设备号多余，废弃。（实际设备编号EC5099） | RMB | 2800 | TAIK ELECTRIC | 功率变送器
EC5104 |  | Data Acquisition/Switch Unit | 34970A | MY44070350 | SH Lab | 51#7F-PPT test lab | II | 2019-11-15 | 2020-11-14 | ES AW | Closed | 2013-11-12 12:34 | Agilent BenchLink Data Logger 3版本4.2.00 | RMB | 11700 | Agilent Technologies | 数据采集仪34970A
EC5104 | 1 | Data Acquisition/Switch Module | 34901A | MY41155619 | SH Lab | 51#7F-PPT test lab | II | 2019-11-15 | 2020-11-14 | ES CZ | Closed | 2013-11-12 12:30 |  | RMB | 3800 | Agilent Technologies | 数据采集仪模块34901A
EC5104 | 2 | Data Acquisition/Switch Module | 34901A | MY41175719 | SH Lab | 51#7F-PPT test lab | II | 2019-11-15 | 2020-11-14 | ES CZ | Closed | 2013-11-12 12:31 |  | RMB | 3800 | Agilent Technologies | 数据采集仪模块34901A
EC5105 |  | Data Acquisition/Switch Unit | 34970A | MY44065418 | SH Lab | 51#7F-PPT test lab | II | 2019-10-20 | 2020-10-19 | ES AW | Closed | 2013-11-12 12:32 | Agilent BenchLink Data Logger 3版本4.2.00 | RMB | 11700 | Agilent Technologies | 数据采集仪34970A
EC5105 | 1 | Data Acquisition/Switch Module | 34901A | MY41175572 | SH Lab | 51#7F-PPT test lab | II | 2019-10-20 | 2020-10-19 | ES CZ | Closed | 2013-11-12 12:32 |  | RMB | 3800 | Agilent Technologies | 数据采集仪模块34901A
EC5105 | 2 | Data Acquisition/Switch Module | 34901A | MY41155617 | SH Lab | 51#7F-PPT test lab | II | 2019-10-20 | 2020-10-19 | ES CZ | Closed | 2013-11-12 12:31 |  | RMB | 3800 | Agilent Technologies | 数据采集仪模块34901A
EC5106 |  | Fluke Multimeter 287 + Fluke i1010 AC/DC Clamp | Fluke 287 | 23910024 | PPT | 51#7F-PPT test lab | II | 2019-10-19 | 2020-10-18 | EC JZ | Closed | 2013-11-18 14:34 |  | RMB | 7300 | Fluke Corporation | Fluke 287型万用表
EC5106 | 1 | Fluke Multimeter 287 + Fluke i1010 AC/DC Clamp | i1010 | 32830713 | PPT | 51#7F-PPT test lab | I | 2019-09-26 | 2020-09-25 | SIMT | Closed | 2013-11-11 14:28 |  | RMB | 7300 | Fluke Corporation | Fluke i1010交直流电流钳
EC5107 |  | Data Acquisition/Switch Unit | 34970A | MY44077903 | SH Lab | 86#2F-Power supply test lab | II | 2019-10-20 | 2020-10-19 | ES AW | Closed | 2013-11-06 09:24 | Agilent BenchLink Data Logger 3版本4.2.00 | RMB | 12480 | Agilent Technologies | 数据采集仪34970A
EC5107 | 1 | Armature Multiplexer Module for 34970A 20-Channel | 34901A | MY41164901 | SH Lab | 86#2F-Power supply test lab | III | 2017-10-21 | — | EC JK | Closed | 2013-11-06 15:04 | 附属模块需要4个 | RMB | 3980 | Agilent Technologies | 数采模块34901A
EC5107 | 12 | Armature Multiplexer Module for 34970A 20-Channel | 34901A | MY41164901 | SH Lab | 86#2F-Power supply test lab | III | 2013-10-29 | — |  | Cancel |  | EC5107-12是空号，编号编错。 | RMB | 3980 | Agilent Technologies | 数采模块34901A
EC5107 | 2 | Armature Multiplexer Module for 34970A 20-Channel | 34901A | MY41164903 | SH Lab | 86#2F-Power supply test lab | III | 2017-10-21 | — | EC JK | Closed | 2013-11-06 15:03 | 附属模块需要4个 | RMB | 3980 | Agilent Technologies | 数采模块34901A
EC5108 |  | Data Acquisition/Switch Unit | 34970A | MY44077918 | SH Lab | 86#2F-Power supply test lab | II | 2019-10-20 | 2020-10-19 | ES AW | Closed | 2013-11-06 09:24 | Agilent BenchLink Data Logger 3版本4.2.00 | RMB | 12480 | Agilent Technologies | 数据采集仪34970A
EC5108 | 1 | Armature Multiplexer Module for 34970A 20-Channel | 34901A | MY41164908 | SH Lab | 86#2F-Power supply test lab | III | 2017-10-21 | — | EC JK | Closed | 2013-11-06 15:02 | 附属模块需要4个 | RMB | 3980 | Agilent Technologies | 数采模块34901A
EC5108 | 2 | Armature Multiplexer Module for 34970A 20-Channel | 34901A | MY41164920 | SH Lab | 86#2F-Power supply test lab | III | 2017-10-21 | — | EC JK | Closed | 2013-11-06 15:03 | 附属模块需要4个 | RMB | 3980 | Agilent Technologies | 数采模块34901A
EC5109 |  | Data Acquisition/Switch Unit | 34970A | MY44077922 | SH Lab | 86#3F-Heating & motor test lab | II | 2019-10-20 | 2020-10-19 | ES AW | Closed | 2013-11-06 09:23 | Agilent BenchLink Data Logger 3版本4.2.00 | RMB | 12480 | Agilent Technologies | 数据采集仪
EC5109 | 1 | Acquisition card for Data Acquisition/Switch Unit | 34901A | MY41164933 | SH Lab | 86#3F-Heating & motor test lab | II | 2019-10-21 | 2020-10-20 | ES AW | Closed | 2013-11-06 09:23 | 包含4块34901A通道板 | RMB | 3980 | Agilent Technologies | 数据采集仪附属模块34901A
EC5109 | 2 | Acquisition card for Data Acquisition/Switch Unit | 34901A | MY41164953 | SH Lab | 86#3F-Heating & motor test lab | II | 2019-10-21 | 2020-10-20 | ES AW | Closed | 2013-11-06 09:19 | 包含4块34901A通道板 | RMB | 3980 | Agilent Technologies | 数据采集仪附属模块34901A
EC5110 |  | Data Acquisition/Switch Unit | 34970A | MY44077924 | SH Lab | 86#3F-Cooking & HVAC test lab | II | 2019-10-20 | 2020-10-19 | ES AW | Closed | 2013-11-06 09:25 | Agilent BenchLink Data Logger 3版本4.2.00 | RMB | 12480 | Agilent Technologies | 数据采集仪
EC5110 | 1 | Acquisition card for Data Acquisition/Switch Unit | 34901A | MY41164962 | SH Lab | 86#3F-Cooking & HVAC test lab | II | 2019-10-21 | 2020-10-20 | ES AW | Closed | 2013-11-06 09:24 | 包含4块34901A通道板 | RMB | 3980 | Agilent Technologies | 数据采集仪附属模块34901A
EC5110 | 2 | Acquisition card for Data Acquisition/Switch Unit | 34901A | MY41164979 | SH Lab | 86#3F-Cooking & HVAC test lab | II | 2019-10-21 | 2020-10-20 | ES AW | Closed | 2013-11-06 09:24 | 包含4块34901A通道板 | RMB | 3980 | Agilent Technologies | 数据采集仪附属模块34901A
EC5111 |  | Data acquisition/switch unit | 34970A | MY44077931 | SH Lab | 51#7F-PPT test lab | II | 2019-10-20 | 2020-10-19 | ES AW | Closed | 2013-11-13 09:47 | Agilent BenchLink Data Logger 3版本4.2.00 | RMB | 12480 | Agilent Technologies | HP仪 34970A
EC5111 | 1 | Data acquisition/switch unit board | 34901A | MY41165022 | SH Lab | 51#7F-PPT test lab | II | 2019-10-21 | 2020-10-20 | ES AW | Closed | 2013-11-13 09:47 |  | RMB | 3980 | Agilent Technologies | 数据采集仪测试板
EC5111 | 2 | Data acquisition/switch unit board | 34901A | MY41165031 | SH Lab | 51#7F-PPT test lab | II | 2019-10-21 | 2020-10-20 | ES AW | Closed | 2013-11-13 09:48 |  | RMB | 3980 | Agilent Technologies | 数据采集仪测试板
EC5111 | 3 | Data acquisition/switch unit board | 34901A | MY41165036 | SH Lab | 51#7F-PPT test lab | II | 2019-10-21 | 2020-10-20 | ES AW | Closed | 2013-11-13 09:48 |  | RMB | 3980 | Agilent Technologies | 数据采集仪测试板
EC5112 |  | Data acquisition/switch unit | 34970A | MY44077936 | SH Lab | 51#7F-PPT test lab | II | 2019-10-20 | 2020-10-19 | ES AW | Closed | 2013-11-13 09:49 | Agilent BenchLink Data Logger 3版本4.2.00 | RMB | 12480 | Agilent Technologies | HP仪 34970A
EC5112 | 1 | Data acquisition/switch unit board | 34901A | MY41165038 | SH Lab | 51#7F-PPT test lab | II | 2019-10-21 | 2020-10-20 | ES AW | Closed | 2013-11-13 09:49 |  | RMB | 3980 | Agilent Technologies | 数据采集仪测试板
EC5112 | 2 | Data acquisition/switch unit board | 34901A | MY41165039 | SH Lab | 51#7F-PPT test lab | II | 2019-10-21 | 2020-10-20 | ES AW | Closed | 2013-11-13 09:49 |  | RMB | 3980 | Agilent Technologies | 数据采集仪测试板
EC5112 | 3 | Data acquisition/switch unit board | 34901A | MY41165042 | SH Lab | 51#7F-PPT test lab | II | 2019-10-21 | 2020-10-20 | ES AW | Closed | 2013-11-13 09:50 |  | RMB | 3980 | Agilent Technologies | 数据采集仪测试板
EC5113 |  | AC Linear Power Source | KDF-11005T | F313070128 | SH Lab | 86#3F-Cooking & HVAC test lab | III | 2013-09-25 | — | ES AW | Closed | 2013-10-10 13:26 |  | RMB | 21000 | 上海欣畅电子科技有限公司（艾普斯） | 交流稳压电源
EC5114 |  | AC Linear Power Source | KDF-11005T | F313070129 | SH Lab | 86#3F-Heating & motor test lab | III | 2013-09-25 | — | ES AW | Closed | 2013-10-10 13:24 |  | RMB | 21000 | 上海欣畅电子科技有限公司（艾普斯） | 交流稳压电源
EC5115 |  | AC Digital Power Meter | 8775A1 | 871304244 | SH Lab | 51#7F-PPT test lab | II | 2019-09-03 | 2020-09-02 | EC JK | Closed | 2013-09-10 15:42 |  | RMB | 2620 | 青岛青智仪器有限公司 | 数字交流功率表8775A1
EC5116 |  | AC Digital Power Meter | 8775B1 | 871212228 | SH Lab | 51#7F-PPT test lab | II | 2019-09-03 | 2020-09-02 | EC JK | Closed | 2013-09-10 15:41 |  | RMB | 3680 | 青岛青智仪器有限公司 | 数字交流功率表8775B1
EC5117 |  | AC/DC Digital Power Meter | WT310HC-H-C2/G5 | C2PH14047V | SH Lab | 86#2F-Power supply test lab | I | 2019-09-26 | 2020-09-25 | JSMI | Closed | 2013-10-22 10:44 |  | RMB | 19300 | YOKOGAWA | 数字交直流功率表（WT310）
EC5118 |  | Digital power meter | WT310-H-C2/G5 （20A） | C2PF03001V | SH HEE | 86#4F-Multimedia test lab | I | 2019-12-16 | 2020-12-15 | JSMI | Closed | 2013-10-22 10:23 |  | RMB | 19300 | YOKOGAWA | 数字功率表（WT310）
EC5119 |  | Digital Power Meter | WT310HC-H-C2/G5 | C2PH14046V | SH Lab | 51#7F-PPT test lab | I | 2019-11-29 | 2020-11-28 | JSMI | Closed | 2013-10-22 14:37 |  | RMB | 19300 | YOKOGAWA | 数字功率表（WT310）
EC5120 |  | Digital Power Meter | WT310HC-H-C2/G5 | C2PH14048V | SH Lab | 86#3F-Heating & motor test lab | I | 2019-02-27 | 2020-02-26 | JSMI | Calibrating | 2013-10-22 14:37 |  | RMB | 19300 | YOKOGAWA | 数字功率表（WT310）
EC5121 |  | Ambient Temperature and Humidity Tester | S320TH | S320TH545M | SH Lab | 85#5F-ACCE & LUM test lab | I | 2019-03-11 | 2020-03-10 | JSMI | Calibrating | 2013-09-22 12:03 | 灯具光生物危害试验室*1 ; 灯具/附件试验室*1 | RMB | 1850 | 深圳市华图测控系统有限公司 | 温湿度记录仪
EC5122 |  | Ambient Temperature and Humidity Tester | S320TH | S320TH546I | SH Lab | 85#5F-ACCE & LUM test lab | I | 2019-09-04 | 2020-09-03 | JSMI | Closed | 2013-09-22 12:03 | 灯具光生物危害试验室*1 ; 灯具/附件试验室*1 | RMB | 1850 | 深圳市华图测控系统有限公司 | 温湿度记录仪
EC5123 |  | Infrared camera | Ti10 | Ti10 -13010514 | CIXI | CIXI test lab | I | 2019-04-25 | 2020-04-24 | SIMT | Closed | 2013-09-25 10:38 | EN60335-2-9 Cl11 测试用 | RMB | 31000 | FLUKE | 红外热成像仪
EC5124 |  | Pressure/Vacuum Transducer Module | PV350 | 108870013 | QD | Qindao test lab | I | 2019-01-23 | 2020-04-22 | GRGT | Calibrating | 2013-10-08 10:18 | 电动工具测试中记录压力使用，青岛目前没有该设备。 | RMB | 3550 | FLUKE | 压力测试模块（Fluke PV350）
EC5125 |  | Thermometer | 52Ⅱ | 24700004 | QD | Qindao test lab | II | 2019-09-06 | 2020-09-05 | ES AW | Closed | 2013-10-24 09:06 | 发热试验中使用，青岛目前没有此设备 | RMB | 2250 | FLUKE | 点温计 （Fluke 52-Ⅱ）
EC5126 |  | Thin Film reference cell | AK-110 | 1100106 | SH Lab | Shibei PV lab | I | 2016-01-15 | — | NIM | Out of service | 2013-12-10 10:51 | 封存，2016.3.6模拟标准太阳能电池AK-110 | RMB | 36000 | KONICA MINOLTA OPTICS, INC. | 薄膜参考电池AK-110
EC5127 |  | Thin Film reference cell | AK-100 | 1000104 | SH Lab | Shibei PV lab | I | 2018-08-14 | 2021-08-13 | NIM | Closed | 2013-12-10 10:52 | 2016.3.6模拟标准太阳能电池AK-100 | RMB | 36000 | KONICA MINOLTA OPTICS, INC. | 薄膜参考电池AK-100
EC5128 |  | portable temperature recorder（GL820） | GL820 | H21169597 | SH Lab | 51#7F-CM test lab | II | 2019-10-20 | 2020-10-19 | EC JZ | Closed | 2013-11-11 16:10 | 附加扩展连接模块和线 B-537 H20626159 | RMB | 14700 | GRAPHTEC 日本图技 | 便携式温度记录仪（GL820）
EC5128 | 1 | Extended module（B-538） | B-538 | H30544331 | SH Lab | 51#7F-CM test lab | II | 2019-10-24 | 2020-10-23 | ES AW | Closed | 2013-11-11 16:10 |  | RMB | 4900 | GRAPHTEC 日本图技 | 扩展模块（B-538）
EC5128 | 2 | Extended module（B-538） | B-538 | H30544342 | SH Lab | 51#7F-CM test lab | II | 2019-10-24 | 2020-10-23 | ES AW | Closed | 2013-11-11 16:09 |  | RMB | 4900 | GRAPHTEC 日本图技 | 扩展模块（B-538）
EC5128 | 3 | Extended module（B-538） | B-538 | H30544346 | SH Lab | 51#7F-CM test lab | II | 2019-10-24 | 2020-10-23 | ES AW | Closed | 2013-11-11 16:08 |  | RMB | 4900 | GRAPHTEC 日本图技 | 扩展模块（B-538）
EC5129 |  | Variable Transformer | TDGC2J-5KVA 20A |  | XM Lab | Xiamen test lab | III | 2013-09-25 | — | ES AW | Closed | 2013-09-30 09:47 |  | RMB | 950 | 上海弘乐电气有限公司 | 调压器 5KVA
EC5130 |  | Variable Transformer | TDGC2J-5KVA 20A |  | SH Lab | 51#7F-CM test lab | III | 2013-09-25 | — | ES AW | Closed | 2013-09-30 09:49 |  | RMB | 950 | 上海弘乐电气有限公司 | 调压器 5KVA
EC5131 |  | Variable Transformer | TDGC2J-10KVA 40A |  | SH Lab | 86#3F-Cooking & HVAC test lab | III | 2013-09-25 | — | ES AW | Closed | 2013-09-30 09:50 |  | RMB | 1990 | 上海弘乐电气有限公司 | 调压器 10KVA
EC5132 |  | Variable Transformer | TDGC2J-10KVA 40A |  | SH Lab | 86#3F-Cooking & HVAC test lab | III | 2013-09-25 | — | ES AW | Closed | 2013-09-30 09:51 |  | RMB | 1990 | 上海弘乐电气有限公司 | 调压器 10KVA
EC5133 |  | Data Acquisition/Switch Unit 34970A | 34970A | MY44077630 | XM Lab | Xiamen test lab | II | 2019-12-17 | 2020-12-16 | ES AW | Closed | 2013-12-13 10:54 | Agilent BenchLink Data Logger 3版本4.2.00 | RMB | 11200 | Agilent Technologies | 数据采集仪34970A
EC5133 | 1 | Thermal coupler module 34901A | 34901A | MY41177099 | XM Lab | Xiamen test lab | III | 2018-11-29 | — | EC JZ | Closed | 2013-12-13 10:55 | 包括两块热耦测试板。 | RMB | 3600 | Agilent Technologies | 数据采集模块34901A
EC5133 | 2 | Thermal coupler module 34901A | 34901A | MY41176999 | XM Lab | Xiamen test lab | III | 2018-11-29 | — | EC JZ | Closed | 2013-12-13 10:54 | 包括两块热耦测试板。 | RMB | 3600 | Agilent Technologies | 数据采集模块34901A
EC5134 |  | isolating transformer | DG-10KVA |  | XM Lab | Xiamen test lab | III | 2013-12-17 | — | ES AW | Closed | 2014-02-14 09:43 |  | RMB | 1900 | 上海弘乐电气有限公司 | 隔离变压器（10KVA）
EC5135 |  | Variable Voltage Transformer | TDGC2-10KVA |  | XM Lab | Xiamen test lab | III | 2013-12-17 | — | ES AW | Closed | 2014-02-14 09:44 |  | RMB | 1500 | 上海弘乐电气有限公司 | 调压器（10KVA）
EC5136 |  | Variable Voltage Transformer | TDGC2-6KVA |  | XM Lab | Xiamen test lab | III | 2013-12-17 | — | ES AW | Closed | 2014-02-14 09:44 |  | RMB | 1300 | 上海弘乐电气有限公司 | 调压器（6KVA）
EC5137 |  | Variable Voltage Transformer | TDGC2-6KVA |  | XM Lab | Xiamen test lab | III | 2013-12-17 | — | ES AW | Closed | 2014-02-14 09:41 |  | RMB | 1300 | 上海弘乐电气有限公司 | 调压器（6KVA）
EC5138 |  | Isolating Transformer | DG-6KVA |  | XM Lab | Xiamen test lab | III | 2013-12-17 | — | ES AW | Closed | 2014-02-14 09:45 |  | RMB | 1800 | 上海弘乐电气有限公司 | 隔离变压器（6KVA）
EC5139 |  | Isolating transformer | DG-6KVA |  | XM Lab | Xiamen test lab | III | 2013-12-17 | — | ES AW | Closed | 2014-02-14 09:43 | 与PA13080072所申购调压器配套使用 | RMB | 1800 | 上海弘乐电气有限公司 | 隔离变压器（6KVA）
EC5140 |  | Power meter | 8775A1 | 871308224 | XM Lab | Xiamen test lab | II | 2019-11-05 | 2020-11-04 | EC JK | Closed | 2013-12-13 10:55 |  | RMB | 2550 | 青岛青智仪器有限公司 | 电参数测试仪8775A1
EC5141 |  | Power meter | 8775B1 | 871307301 | XM Lab | Xiamen test lab | I | 2020-01-09 | 2021-01-08 | JSMI | Closed | 2013-12-13 10:56 |  | RMB | 3600 | 青岛青智仪器有限公司 | 电参数测试仪8775B1
EC5142 |  | Current transformer | MSQ-125 2000/5A |  | SH Wind | BJ IW test lab | I | 2013-11-18 | — | SIMT | Out of service | 2014-01-17 12:40 | 暂时停用，201507 | RMB | 495 | 乐清市中恒电气有限公司 | 电流互感器 MSQ-125 2000/5 0.2S
EC5143 |  | Current transformer | MSQ-125 |  | SH Wind | BJ IW test lab | I | 2013-11-18 | — | SIMT | Out of service | 2014-01-17 12:42 | 暂时停用，201507 | RMB | 495 | 乐清市中恒电气有限公司 | 电流互感器 MSQ-125 2000/5 0.2S
EC5144 |  | Current transformer | MSQ-125 |  | SH Wind | BJ IW test lab | I | 2013-11-18 | — | SIMT | Out of service | 2014-01-17 12:43 | 暂时停用，201507 | RMB | 495 | 乐清市中恒电气有限公司 | 电流互感器 MSQ-125 2000/5 0.2S
EC5145 |  | Current transformer | MSQ-125 |  | SH Wind | BJ IW test lab | I | 2013-11-18 | — | SIMT | Out of service | 2014-01-17 12:44 | 暂时停用，201507 | RMB | 495 | 乐清市中恒电气有限公司 | 电流互感器 MSQ-125 2000/5 0.2S
EC5146 |  | Current transformer | MSQ-125 |  | SH Wind | BJ IW test lab | I | 2013-11-18 | — | SIMT | Out of service | 2014-01-17 12:45 | 暂时停用，201507 | RMB | 495 | 乐清市中恒电气有限公司 | 电流互感器 MSQ-125 2000/5 0.2S
EC5147 |  | Current transformer | MSQ-125 |  | SH Wind | BJ IW test lab | I | 2013-11-18 | — | SIMT | Out of service | 2014-01-17 12:46 | 暂时停用，201507 | RMB | 495 | 乐清市中恒电气有限公司 | 电流互感器 MSQ-125 2000/5 0.2S
EC5148 |  | Current transformer | MSQ-30 |  | SH Wind | BJ IW test lab | I | 2018-02-01 | 2020-01-31 | JSMI | Calibrating | 2014-01-17 12:46 |  | RMB | 240 | 乐清市中恒电气有限公司 | 电流互感器 MSQ-30 100/5 0.2S
EC5149 |  | Current transformer | MSQ-30 |  | SH Wind | BJ IW test lab | I | 2018-02-01 | 2020-01-31 | JSMI | Calibrating | 2014-01-17 12:47 |  | RMB | 240 | 乐清市中恒电气有限公司 | 电流互感器 MSQ-30 100/5 0.2S
EC5150 |  | Current transformer | MSQ-30 |  | SH Wind | BJ IW test lab | I | 2018-02-01 | 2020-01-31 | JSMI | Calibrating | 2014-01-17 12:48 |  | RMB | 240 | 乐清市中恒电气有限公司 | 电流互感器 MSQ-30 100/5 0.2S
EC5151 |  | Three-phase AC Frequency converter | KDF-33010T | F313100012 | SH Lab | 86#4F-Multimedia test lab | I | 2019-11-05 | 2020-11-04 | SQI | Closed | 2013-12-18 15:30 |  | RMB | 39000 | 艾普斯电源（苏州）有限公司 | 三相变频电源 KDF-33010
EC5152 |  | PTL Spring Hammer | F 22.50 | 5130309 | SH Lab | 86#4F-Calibration room | II | 2020-03-10 | 2020-06-09 | EC JK | Closed | 2013-12-17 12:10 |  | RMB | 25600 | PTL Dr. Grabenhorst GmbH | 弹簧冲击锤
EC5153 |  | Vernier Calipers | 200mm | 11092893 | SH ACCE | 85#5F-ACCE & LUM test lab | I | 2018-11-08 | — | JSMI | Disposal | 2013-12-05 16:44 |  | RMB | 370 | 上海量具刃具厂 | 游标卡尺
EC5154 |  | Vernier Calipers | 200mm | 11110420 | SH ACCE | 85#5F-ACCE & LUM test lab | I | 2019-06-20 | 2020-06-19 | JSMI | Closed | 2013-12-05 16:45 |  | RMB | 370 | 上海量具刃具厂 | 游标卡尺
EC5155 |  | Power transducer | JP4-C56-5-690P6023 | PAS1344C002 | SH Wind | BJ IW test lab | I | 2019-03-15 | 2021-03-14 | SIMT | Closed | 2013-12-19 16:02 |  | RMB | 3800 | 北京柏艾斯科技有限公司 | 功率变送器 JP4-C56-5-690P6023
EC5156 |  | Power transducer | JP4-C56-5-690P6023 |  | SH Wind | BJ IW test lab | I | 2013-11-05 | — | BIM | Out of service | 2013-12-19 16:01 | 暂时停用，201507 | RMB | 3800 | 北京柏艾斯科技有限公司 | 功率变送器 JP4-C56-5-690P6023
EC5158 |  | Test Hook |  |  | SH Lab | 85#5F-B5F Power distribution room | II | 2015-04-13 | — | ES HG | Out of service |  |  | RMB | 500 | 上海庞洪工贸有限公司 | 直角挂钩
EC5159 |  | Mandrel |  |  | SH ACCE | 85#5F-Gauge room | II | 2015-04-13 | — | ES HG | Out of service |  |  | RMB | 360 | 上海庞洪工贸有限公司 | 圆形棒
EC5160 | 1 | Single slot retention gauage | figure109.2 |  | SH ACCE | 85#5F-Gauge room | II | 2019-04-13 | 2020-04-12 | EC JZ | Closed | 2014-06-30 16:33 |  | RMB | 800 | 上海强坤机械制造有限公司 | 插孔单孔保持力量规
EC5160 | 2 | Single slot retention gauage | figure109.2 |  | SH ACCE | 85#5F-Gauge room | II | 2019-04-13 | 2020-04-12 | EC JZ | Closed | 2014-06-30 16:34 |  | RMB | 800 | 上海强坤机械制造有限公司 | 插孔单孔保持力量规
EC5161 | 1 | Depth gauage | CL817 Cl26.4 |  | SH ACCE | 85#5F-Gauge room | II | 2019-04-13 | 2020-04-12 | EC JZ | Closed | 2014-06-30 16:27 |  | RMB | 300 | 上海强坤机械制造有限公司 | 深度测试量规
EC5161 | 2 | Depth gauage | CL817 Cl26.4 |  | SH ACCE | 85#5F-Gauge room | II | 2019-04-13 | 2020-04-12 | EC JZ | Closed | 2014-06-30 16:29 |  | RMB | 300 | 上海强坤机械制造有限公司 | 深度测试量规
EC5162 | 1 | Push in terminal test gauage | UL498 cl133.3 |  | SH ACCE | 85#5F-Gauge room | II | 2019-04-13 | 2020-04-12 | EC JZ | Closed | 2014-06-30 16:16 |  | RMB | 733 | 上海强坤机械制造有限公司 | 无螺纹端子测试用量规
EC5162 | 2 | Push in terminal test gauage | UL498 cl133.3 |  | SH ACCE | 85#5F-Gauge room | II | 2019-04-13 | 2020-04-12 | EC JZ | Closed | 2014-06-30 16:19 |  | RMB | 733 | 上海强坤机械制造有限公司 | 无螺纹端子测试用量规
EC5162 | 3 | Push in terminal test gauage | UL498 cl133.3 |  | SH ACCE | 85#5F-Gauge room | II | 2019-04-13 | 2020-04-12 | EC JZ | Closed | 2014-06-30 16:20 |  | RMB | 733 | 上海强坤机械制造有限公司 | 无螺纹端子测试用量规
EC5163 | 1 | Plug retention gauge | figure109.3 |  | SH ACCE | 85#5F-Gauge room | II | 2019-04-13 | 2020-04-12 | EC JZ | Closed | 2014-06-30 15:58 |  | RMB | 1600 | 上海强坤机械制造有限公司 | 最小保持力量规
EC5163 | 1 | Plug retention gauge (for receptacle) |  |  | SH ACCE | [5 empty] | Equipment arrived, waiting for acceptance check |  |  | RMB | 1600 |  | 最小保持力量规（用于墙壁插座测试）
EC5163 | 2 | Plug retention gauge (for receptacle) | figure109.3 |  | SH ACCE | 85#5F-Gauge room | II | 2019-04-13 | 2020-04-12 | EC JZ | Closed | 2014-06-30 16:07 |  | RMB | 1600 | 上海强坤机械制造有限公司 | 最小保持力量规（用于墙壁插座测试）
EC5163 | 3 | Plug retention gauge (for receptacle) | figure109.3 |  | SH ACCE | 85#5F-Gauge room | II | 2019-04-13 | 2020-04-12 | EC JZ | Closed | 2014-06-30 16:08 |  | RMB | 1600 | 上海强坤机械制造有限公司 | 最小保持力量规（用于墙壁插座测试）
EC5163 | 4 | Plug retention gauge (for receptacle) | figure109.3 |  | SH ACCE | 85#5F-Gauge room | II | 2019-04-13 | 2020-04-12 | EC JZ | Closed | 2014-06-30 16:10 |  | RMB | 1600 | 上海强坤机械制造有限公司 | 最小保持力量规（用于墙壁插座测试）
EC5164 | 1 | Grounding contact test gauage | PIN A |  | SH ACCE | 85#5F-Gauge room | II | 2019-04-13 | 2020-04-12 | EC JZ | Closed | 2014-06-27 17:27 |  | RMB | 600 | 上海强坤机械制造有限公司 | 接地孔测试量规123.1
EC5164 | 2 | Grounding contact test gauage | PIN B |  | SH ACCE | 85#5F-Gauge room | II | 2019-04-13 | 2020-04-12 | EC JZ | Closed | 2014-06-27 17:28 |  | RMB | 600 | 上海强坤机械制造有限公司 | 接地孔测试量规123.1
EC5164 | 3 | Grounding contact test gauage | Weight 2.27 |  | SH ACCE | 85#5F-Gauge room | II | 2019-04-13 | 2020-04-12 | EC JZ | Closed | 2014-06-27 17:29 |  | RMB | 1000 | 上海强坤机械制造有限公司 | 接地孔测试量规123.2
EC5165 | 1 | Obstruction test gauage | 5-15p |  | SH ACCE | 85#5F-Gauge room | II | 2019-04-13 | 2020-04-12 | EC JZ | Closed | 2014-06-27 17:17 |  | RMB | 2400 | 上海强坤机械制造有限公司 | 防误插测试量规
EC5165 | 2 | Obstruction test gauage | 6-15P |  | SH ACCE | 85#5F-Gauge room | II | 2019-04-13 | 2020-04-12 | EC JZ | Closed | 2014-06-27 17:18 |  | RMB | 2400 | 上海强坤机械制造有限公司 | 防误插测试量规
EC5165 | 3 | Obstruction test gauage | 5-20p |  | SH ACCE | 85#5F-Gauge room | II | 2019-04-13 | 2020-04-12 | EC JZ | Closed | 2014-06-27 17:19 |  | RMB | 2400 | 上海强坤机械制造有限公司 | 防误插测试量规
EC5165 | 4 | Obstruction test gauage | 6-20P |  | SH ACCE | 85#5F-Gauge room | II | 2019-04-13 | 2020-04-12 | EC JZ | Closed | 2014-06-27 17:21 |  | RMB | 2400 | 上海强坤机械制造有限公司 | 防误插测试量规
EC5166 | 1 | Plug retention gauge | 1-15p |  | SH ACCE | 85#5F-Gauge room | II | 2019-04-13 | 2020-04-12 | EC JZ | Closed | 2014-06-26 15:11 |  | RMB | 1600 | 上海强坤机械制造有限公司 | 最小保持力量规
EC5166 | 2 | Plug retention gauge | 2-15P |  | SH ACCE | 85#5F-Gauge room | II | 2019-04-13 | 2020-04-12 | EC JZ | Closed | 2014-06-27 17:02 |  | RMB | 1600 | 上海强坤机械制造有限公司 | 最小保持力量规
EC5166 | 3 | Plug retention gauge | 5-20p |  | SH ACCE | 85#5F-Gauge room | II | 2019-04-13 | 2020-04-12 | EC JZ | Closed | 2014-06-27 17:04 |  | RMB | 1600 | 上海强坤机械制造有限公司 | 最小保持力量规
EC5166 | 4 | Plug retention gauge | 6-20P |  | SH ACCE | 85#5F-Gauge room | II | 2019-04-13 | 2020-04-12 | EC JZ | Closed | 2014-06-27 17:06 |  | RMB | 1600 | 上海强坤机械制造有限公司 | 最小保持力量规
EC5167 | 1 | Preconditioning gauage | 5-15p |  | SH ACCE | 85#5F-Gauge room | II | 2019-04-13 | 2020-04-12 | EC JZ | Closed | 2014-06-26 11:16 |  | RMB | 1800 | 上海强坤机械制造有限公司 | 预处理用量规
EC5167 | 2 | Preconditioning gauage | 5-20p |  | SH ACCE | 85#5F-Gauge room | II | 2019-04-13 | 2020-04-12 | EC JZ | Closed | 2014-06-26 11:18 |  | RMB | 1800 | 上海强坤机械制造有限公司 | 预处理用量规
EC5167 | 3 | Preconditioning gauage | 6-15P |  | SH ACCE | 85#5F-Gauge room | II | 2019-04-13 | 2020-04-12 | EC JZ | Closed | 2014-06-26 11:19 |  | RMB | 1800 | 上海强坤机械制造有限公司 | 预处理用量规
EC5167 | 4 | Preconditioning gauage | 6-20P |  | SH ACCE | 85#5F-Gauge room | II | 2019-04-13 | 2020-04-12 | EC JZ | Closed | 2014-06-26 11:20 |  | RMB | 1800 | 上海强坤机械制造有限公司 | 预处理用量规
EC5168 |  | Oscilloscope | DPO3012 | C024079 | SH Medical | 51#7F-CM test lab | I | 2019-12-11 | 2020-12-10 | JSMI | Closed | 2013-12-16 16:05 |  | RMB | 23500 | Tektronix | 示波器（DPO3012）
EC5169 | 1 | Plug withdrawl gauge | 1-15p |  | SH ACCE | 85#5F-Gauge room | II | 2019-04-13 | 2020-04-12 | EC JZ | Closed | 2014-06-26 10:49 |  | RMB | 1700 | 上海强坤机械制造有限公司 | 最大拔出力量规
EC5169 | 2 | Plug withdrawl gauge | 5-15P |  | SH ACCE | 85#5F-Gauge room | II | 2019-04-13 | 2020-04-12 | EC JZ | Closed | 2014-06-26 10:57 |  | RMB | 1700 | 上海强坤机械制造有限公司 | 最大拔出力量规
EC5169 | 3 | Plug withdrawl gauge | 5-20p |  | SH ACCE | 85#5F-Gauge room | II | 2019-04-13 | 2020-04-12 | EC JZ | Closed | 2014-06-26 11:02 |  | RMB | 1700 | 上海强坤机械制造有限公司 | 最大拔出力量规
EC5169 | 3 | Plug withdrawl gauge |  |  | SH ACCE | [5 empty] | Equipment arrived, waiting for acceptance check |  |  | RMB | 1700 |  | 最大拔出力量规
EC5169 | 4 | Plug withdrawl gauge | 6-15P |  | SH ACCE | 85#5F-Gauge room | II | 2019-04-13 | 2020-04-12 | EC JZ | Closed | 2014-06-26 11:06 |  | RMB | 1700 | 上海强坤机械制造有限公司 | 最大拔出力量规
EC5169 | 5 | Plug withdrawl gauge | 6-20P |  | SH ACCE | 85#5F-Gauge room | II | 2019-04-13 | 2020-04-12 | EC JZ | Closed | 2014-06-26 11:08 |  | RMB | 1700 | 上海强坤机械制造有限公司 | 最大拔出力量规
EC5170 | 1 | gauge |  |  | SH Lab | 86#4F-Multimedia test lab | II | 2019-12-06 | 2020-12-05 | EC JZ | Closed | 2013-12-12 15:58 |  | RMB | 180 |  | 圆柱塞规（33.5mm）
EC5170 | 10 | gauge（5mm） |  |  | SH Lab | 86#4F-Multimedia test lab | II | 2019-12-06 | 2020-12-05 | EC JZ | Closed | 2013-12-12 16:00 |  | RMB | 23 |  | 圆柱塞规
EC5170 | 11 | gauge（5.5mm） |  |  | SH Lab | 86#4F-Multimedia test lab | II | 2019-12-06 | 2020-12-05 | EC JZ | Closed | 2013-12-12 16:01 |  | RMB | 23 |  | 圆柱塞规
EC5170 | 12 | gauge（6mm） |  |  | SH Lab | 86#4F-Multimedia test lab | II | 2019-12-06 | 2020-12-05 | EC JZ | Closed | 2013-12-12 16:01 |  | RMB | 23 |  | 圆柱塞规
EC5170 | 13 | gauge（6.5mm） |  |  | SH Lab | 86#4F-Multimedia test lab | II | 2019-12-06 | 2020-12-05 | EC JZ | Closed | 2013-12-12 16:01 |  | RMB | 23 |  | 圆柱塞规
EC5170 | 14 | gauge（7mm） |  |  | SH Lab | 86#4F-Multimedia test lab | II | 2019-12-06 | 2020-12-05 | EC JZ | Closed | 2013-12-12 16:01 |  | RMB | 23 |  | 圆柱塞规
EC5170 | 15 | gauge（7.5mm） |  |  | SH Lab | 86#4F-Multimedia test lab | II | 2019-12-06 | 2020-12-05 | EC JZ | Closed | 2013-12-12 16:02 |  | RMB | 23 |  | 圆柱塞规
EC5170 | 16 | gauge（8mm） |  |  | SH Lab | 86#4F-Multimedia test lab | II | 2019-12-06 | 2020-12-05 | EC JZ | Closed | 2013-12-12 16:02 |  | RMB | 23 |  | 圆柱塞规
EC5170 | 2 | gauge |  |  | SH Lab | 86#4F-Multimedia test lab | II | 2019-12-06 | 2020-12-05 | EC JZ | Closed | 2013-12-12 15:58 |  | RMB | 23 |  | 圆柱塞规(1mm)
EC5170 | 2 | gauge（1.5mm） |  |  | SH Lab | [5 empty] | Equipment arrived, waiting for acceptance check |  |  | RMB | 23 |  | 圆柱塞规
EC5170 | 3 | gauge（1.5mm） |  |  | SH Lab | 86#4F-Multimedia test lab | II | 2019-12-06 | 2020-12-05 | EC JZ | Closed | 2013-12-12 15:59 |  | RMB | 23 |  | 圆柱塞规
EC5170 | 4 | gauge（2mm） |  |  | SH Lab | 86#4F-Multimedia test lab | II | 2019-12-06 | 2020-12-05 | EC JZ | Closed | 2013-12-12 15:59 |  | RMB | 23 |  | 圆柱塞规
EC5170 | 5 | gauge（2.5） |  |  | SH Lab | 86#4F-Multimedia test lab | II | 2019-12-06 | 2020-12-05 | EC JZ | Closed | 2013-12-12 15:59 |  | RMB | 23 |  | 圆柱塞规
EC5170 | 6 | gauge（3mm） |  |  | SH Lab | 86#4F-Multimedia test lab | II | 2019-12-06 | 2020-12-05 | EC JZ | Closed | 2013-12-12 16:00 |  | RMB | 23 |  | 圆柱塞规
EC5170 | 7 | gauge（3.5） |  |  | SH Lab | 86#4F-Multimedia test lab | II | 2019-12-06 | 2020-12-05 | EC JZ | Closed | 2013-12-12 16:00 |  | RMB | 23 |  | 圆柱塞规
EC5170 | 8 | gauge（4mm) |  |  | SH Lab | 86#4F-Multimedia test lab | II | 2019-12-06 | 2020-12-05 | EC JZ | Closed | 2013-12-12 16:00 |  | RMB | 23 |  | 圆柱塞规
EC5170 | 9 | gauge（4.5mm） |  |  | SH Lab | 86#4F-Multimedia test lab | II | 2019-12-06 | 2020-12-05 | EC JZ | Closed | 2013-12-12 16:00 |  | RMB | 23 |  | 圆柱塞规
EC5171 |  | Stopwatch | JD-3BII |  | SH Lab | 86#3F-Heating & motor test lab | I | 2020-01-06 | 2021-01-05 | JSMI | Closed | 2013-12-26 14:52 |  | RMB | 180 | 上海手表五厂 | 秒表
EC5172 |  | High Voltage probe | P6015A | C069258 | CN FAC | 86#4F-Calibration room | I | 2019-01-02 | 2020-01-01 | SIMT | Calibrating | 2013-12-23 17:20 |  | RMB | 14720 | Tektronix | 高压探头（P6015A）
EC5173 |  | Oscilloscope | DPO 3032 | C025266 | CN FAC | 86#4F-Calibration room | I | 2019-06-24 | 2020-06-23 | SQI | Closed | 2013-12-23 17:21 |  | RMB | 47000 | Tektronix | 示波器DPO3032
EC5174 |  | ImpulseVoltage Generator | ET61730-2-12KV |  | SH PV | Shibei PV lab | I | 2019-01-04 | 2020-01-03 | JSMI | Calibrating | 2013-12-18 14:38 | 品牌：伊缇尔，重申固定资产编号EC5174WX-1 | RMB | 60000 | 上海伊缇尔电气有限公司 | 脉冲电压发生器
EC5175 |  | Vector Signal Generator | N5182B | MY53050393 | SH ICT | 86#4F-EMC test lab | I | 2019-03-05 | 2020-03-04 | CEPREI | Calibrating | 2013-12-17 15:02 |  | USD | 74534.49 | Agilent Technologies | 矢量信号源
EC5176 |  | WLAN/BT tester | IQxel 160 | IQXL05506 | SH ICT | 86#4F-EMC test lab | I | 2019-01-09 | 2020-01-08 | SQI | Closed | 2013-12-17 15:03 | 含Nettest Box | RMB | 579000 | Litepoint | 蓝牙/wifi测试仪表 IQxel 160
EC5177 |  | 3 phase Insulation Variable Transformer | 定制 | SG-16.2KVA | SH ICT | 86#4F-Multimedia test lab | III | 2014-04-01 | — | ES LLS | Closed | 2014-04-03 09:12 |  | RMB | 6000 | 上海亚能变压器厂 | 三相可调压隔离变压器
EC5178 |  | Lamps aging room | 定制 |  | XM Lab | Xiamen test lab | I | 2019-06-18 | 2020-06-17 | XMMI | Closed | 2013-12-18 17:07 |  | RMB | 25500 | 上海源泛电热电器厂 | 灯具老化房
EC5179 |  | DC POWER SOURCE | 62012P-100-50 | 62012PE01282 | SH Lab | 85#5F-ACCE & LUM test lab | I | 2019-12-17 | 2020-12-16 | JSMI | Closed | 2013-12-18 17:01 |  | USD | 2709 | Chroma | 直流源（62012P-100-50）
EC5180 |  | Labsphere Standard Lamp | SCL-1400 | SCL-1400-A125 | LUM | 51#7F-LUM test lab | I | 2013-11-18 | — | MFG | Out of service | 2013-12-19 15:35 | 2017.11停用封存 | RMB | 12333.33 | Labsphere | Labsphere标准灯 SCL-1400
EC5181 |  | Pressure Container |  |  | HA | 86#3F-Home appliance test lab | I | 2013-12-23 | — | SIMT | Out of service | 2013-12-23 14:23 |  | RMB | 1800 |  | 压力罐+压力表
EC5182 | 1 | Electrical battery testing device | BTS-5V1mA-8 |  | Retailer | 51#7F-PPT test lab | I | 2019-02-01 | 2020-04-30 | JSMI | Closed | 2013-12-23 15:22 | Neware Technology Limited（新威尔） | RMB | 6400 | 深圳市新威新能源技术有限公司 | 电池测试设备5V1mA
EC5182 | 2 | Electrical battery testing device | BTS-5V1mA-8 |  | Retailer | 51#7F-PPT test lab | I | 2019-02-01 | 2020-04-30 | JSMI | Closed | 2013-12-23 15:21 | Neware Technology Limited（新威尔） | RMB | 6400 | 深圳市新威新能源技术有限公司 | 电池测试设备5V1mA
EC5182 | 3 | Electrical battery testing device | BTS-5V1mA-8 |  | Retailer | 51#7F-PPT test lab | I | 2019-02-01 | 2020-04-30 | JSMI | Closed | 2013-12-23 15:20 | Neware Technology Limited（新威尔） | RMB | 6400 | 深圳市新威新能源技术有限公司 | 电池测试设备5V1mA
EC5183 |  | Electrical battery testing device | BTS-5V5mA-8 |  | Retailer | 51#7F-PPT test lab | I | 2019-02-01 | 2020-04-30 | JSMI | Closed | 2013-12-23 15:20 | Neware Technology Limited（新威尔） | RMB | 6400 | 深圳市新威新能源技术有限公司 | 电池测试设备5V5mA
EC5184 | 1 | Electrical battery testing device | BTS-5V500mA-8 |  | Retailer | 51#7F-PPT test lab | I | 2019-02-01 | 2020-04-30 | JSMI | Closed | 2013-12-23 15:19 | Neware Technology Limited（新威尔） | RMB | 7700 | 深圳市新威新能源技术有限公司 | 电池测试设备5V500mA
EC5184 | 2 | Electrical battery testing device | BTS-5V500mA-8 |  | Retailer | 51#7F-PPT test lab | I | 2019-02-01 | 2020-04-30 | JSMI | Closed | 2013-12-23 15:18 | Neware Technology Limited（新威尔） | RMB | 7700 | 深圳市新威新能源技术有限公司 | 电池测试设备5V500mA
EC5185 | 1 | Electrical battery testing device | BTS-5V1A-8 |  | Retailer | 51#7F-PPT test lab | I | 2019-02-01 | 2020-04-30 | JSMI | Closed | 2013-12-23 15:18 | Neware Technology Limited（新威尔） | RMB | 7700 | 深圳市新威新能源技术有限公司 | 电池测试设备5V1A
EC5185 | 2 | Electrical battery testing device | BTS-5V1A-8 |  | Retailer | 51#7F-PPT test lab | I | 2019-02-01 | 2020-04-30 | JSMI | Closed | 2013-12-23 15:17 | Neware Technology Limited（新威尔） | RMB | 7700 | 深圳市新威新能源技术有限公司 | 电池测试设备5V1A
EC5186 | 1 | Electrical battery testing device | BTS-5V3A-8 |  | Retailer | 51#7F-PPT test lab | I | 2019-02-01 | 2020-04-30 | JSMI | Closed | 2013-12-23 15:17 | Neware Technology Limited（新威尔） | RMB | 7700 | 深圳市新威新能源技术有限公司 | 电池测试设备5V3A
EC5186 | 2 | Electrical battery testing device | BTS-5V3A-8 |  | Retailer | 51#7F-PPT test lab | I | 2019-02-01 | 2020-04-30 | JSMI | Closed | 2013-12-23 15:15 | Neware Technology Limited（新威尔） | RMB | 7700 | 深圳市新威新能源技术有限公司 | 电池测试设备5V3A
EC5187 |  | Current transformer | MSQ-40 150/5 0.2S | 5013125793 | SH Wind | 51#7F-SH Wind test lab | I | 2017-05-03 | 2019-05-02 | JSMI | Closed | 2014-01-21 09:45 |  | RMB | 329.5 | 乐清市中恒电气有限公司 | 电流互感器MSQ-40 150/5 0.2S
EC5188 |  | Current transformer | MSQ-40 150/5 0.2S | 5013125794 | SH Wind | 51#7F-SH Wind test lab | I | 2017-02-24 | 2019-02-23 | JSMI | Closed | 2014-01-21 09:48 |  | RMB | 329.5 | 乐清市中恒电气有限公司 | 电流互感器MSQ-40 150/5 0.2S
EC5189 |  | Current transformer | MSQ-40 150/5 0.2S | 5013125795 | SH Wind | 51#7F-SH Wind test lab | I | 2015-10-23 | 2017-10-22 | JSMI | Closed | 2014-01-21 09:49 |  | RMB | 329.5 | 乐清市中恒电气有限公司 | 电流互感器MSQ-40 150/5 0.2S
EC5190 |  | voltage-stabilized source | APS-33022T | S213070051 | XM Lab | Xiamen test lab | III | 2015-01-29 | — | XMMI | Closed | 2014-03-10 14:49 |  | RMB | 22000 | 上海欣畅电子科技有限公司 | 交流稳压电源
EC5191 |  | Labsphere Standard Lamp | SCL-1400 | SCL-1400-B125 | LUM | 51#7F-LUM test lab | I | 2013-11-18 | — | MFG | Out of service | 2013-12-27 15:38 | 2017.11停用封存 | RMB | 12333.33 | Labsphere | Labsphere标准灯 SCL-1400
EC5192 |  | Labsphere Standard Lamp | SCL-1400 | SCL-1400-C125 | LUM | 51#7F-LUM test lab | I | 2013-11-18 | — | MFG | Out of service | 2013-12-27 15:38 | 2017.11停用封存 | RMB | 12333.33 | Labsphere | Labsphere标准灯 SCL-1400
EC5193 |  | probe |  |  | SH Lab | 86#3F-Home appliance test lab | II | 2019-12-26 | 2020-12-25 | ES AW | Closed | 2013-12-25 16:37 |  | RMB | 880 |  | 探针
EC5194 |  | Current transformer | MSQ-40 250/5 0.2S | 5013125797 | SH Wind | BJ IW test lab | I | 2018-08-28 | 2020-08-27 | JSMI | Closed | 2014-01-21 09:50 |  | RMB | 357 | 乐清市中恒电气有限公司 | 电流互感器MSQ-40 250/5 0.2S
EC5195 |  | Current transformer | 电流互感器MSQ-40 250/5 0.2S | 5013125798 | SH Wind | BJ IW test lab | I | 2018-08-28 | 2020-08-27 | JSMI | Closed | 2014-01-21 09:51 |  | RMB | 357 | 乐清市中恒电气有限公司 | 电流互感器MSQ-40 250/5 0.2S
EC5196 |  | Current transformer | MSQ-40 250/5 0.2S | 5013125799 | SH Wind | BJ IW test lab | I | 2018-08-28 | 2020-08-27 | JSMI | Closed | 2014-01-21 09:52 |  | RMB | 357 | 乐清市中恒电气有限公司 | 电流互感器MSQ-40 250/5 0.2S
EC5197 |  | Leakage current tester | ST5540 | 131209859 | SH Medical | 86#4F-Multimedia test lab | I | 2018-05-21 | — | JSMI | Repairing | 2014-03-24 17:08 |  | RMB | 36000 | HIOKI | 泄露电流测试仪（综合型）
EC5198 |  | Temperature and humidity recorder | ZJ1-2B | 201305138 | SH Lab | 86#4F-EMC test lab | I | 2019-02-28 | 2020-02-27 | JSMI | Calibrating | 2014-03-28 15:20 |  | RMB | 1980 | 上海气象仪器厂有限公司 | 温湿度记录仪 ZJ1-2B
EC5199 |  | Temperature and humidity recorder | ZJ1-2B | 201305116 | SH Lab | 86#1F-Material test lab | I | 2019-03-11 | 2020-03-10 | JSMI | Calibrating | 2014-03-28 15:18 |  | RMB | 1980 | 上海气象仪器厂有限公司 | 温湿度记录仪 ZJ1-2B
EC5200 |  | Isolating Transformer | TDGC2J-7 | 1401 | SH Medical | [5 empty] | Equipment arrived, waiting for acceptance check |  |  | RMB | 5300 | 上海桑科机电设备成套工程有限公司 | 隔离调压器
EC5201 |  | Ambient Temperature and Humidity Tester | S320TH | S320TH550R | SH Lab | 86#2F-Power supply test lab | I | 2019-03-11 | 2020-03-10 | JSMI | Calibrating | 2014-02-18 11:19 | LogPro V1.02 双语 | RMB | 1850 | 深圳市华图测控系统有限公司 | 温湿度记录仪S320TH
EC5202 |  | Ambient Temperature and Humidity Tester | S320TH | S320TH550N | SH Lab | 86#2F-Power supply test lab | I | 2019-03-11 | 2020-03-10 | JSMI | Calibrating | 2014-02-18 11:18 |  | RMB | 1850 | 深圳市华图测控系统有限公司 | 温湿度记录仪S320TH
EC5203 |  | Digital Luxmeter | TES-1335 | 130403392 | SH Lab | 86#4F-EMC test lab | I | 2019-03-12 | 2020-03-11 | SIMT | Calibrating | 2014-03-17 11:57 | Refer to EC2451 | RMB | 920 | 泰仕电子工业股份有限公司 | 照度计 TES-1335
EC5204 |  | Digital Multimeter | 287C | 26080023 | SH Lab | 86#2F-Power supply test lab | II | 2020-01-24 | 2021-01-23 | EC JZ | Closed | 2014-02-18 11:20 |  | RMB | 3550 | FLUKE | 数字式万用表 Fluke287
EC5205 |  | Digital Multimeter | 287C | 26080016 | SH Lab | 86#2F-Power supply test lab | II | 2020-01-24 | 2021-01-23 | EC JZ | Closed | 2014-02-18 11:20 |  | RMB | 3550 | FLUKE | 数字式万用表 Fluke287
EC5206 |  | Luminaire rack for life test | EN60969 |  | SH Lab | 51#7F-LUM test lab | I | 2019-09-09 | 2020-09-08 | SETRI | Closed |  | Transfer from Hangzhou 2012.2.28 RMB28000.00 EH2088 | RMB | 1900 | 上海强坤机械有限公司 | 灯泡老化架
EC5206 | 1 | Control tank | EN60969 |  | SH Lab | 51#7F-LUM test lab | II | 2015-09-09 | — | ES HG | Disposal |  | Transfer from Hangzhou 2012.2.28 EC2088-1 | RMB | 1900 | 上海强坤机械有限公司 | 灯泡老化架控制柜
EC5207 |  | Luminaire rack for life test | EN60969 |  | SH Lab | 51#7F-LUM test lab | I | 2019-09-09 | 2020-09-08 | SETRI | Closed |  | Transfer from Hangzhou 2012.2.28 RMB27500.00 EH2134 | RMB | 1900 | 上海强坤机械有限公司 | 灯泡老化架
EC5207 | 1 | Control tank | EN60969 |  | SH Lab | 51#7F-LUM test lab | II | 2015-09-09 | — | ES HG | Disposal |  | Transfer to Shanghai 2012.2.28 EH2134-1 | RMB | 1900 | 上海强坤机械有限公司 | 灯泡老化架控制柜
EC5208 |  | variable transformer | TDGC2J-7.5 |  | SH Lab | 51#7F-LUM test lab | III | 2014-09-09 | — | ES HG | Closed |  | Transfer from Hangzhou 2012.2.28 RMB16930.00 EH2175 | RMB | 1900 | 上海人民企业(集团)有限公司 | 调压器
EC5209 |  | variable transformer | TDGC2J-7.5 |  | SH Lab | 51#7F-LUM test lab | III | 2014-09-09 | — | ES HG | Closed |  | Transfer from Hangzhou 2012.2.28 RMB200.00 EH2182 | RMB | 1900 | 上海人民企业(集团)有限公司 | 调压器
EC5210 |  | Pressure Metet |  |  | SH Lab | 86#1F-Water-proof test lab | I | 2014-03-06 | — | SIMT | Disposal | 2014-03-11 17:08 |  | RMB | 450 |  | 压力表
EC5211 |  | Sweep function generator | AFG-2125 | EM910665 | SH HEE | 86#4F-Multimedia test lab | I | 2019-03-15 | 2020-03-14 | SIMT | Calibrating | 2014-03-05 15:16 |  | RMB | 3450 | 固纬电子（苏州）有限公司 | 函数信号发生器 AFG2125
EC5212 |  | power supply | KDF-11005G | F313120062 | SH Medical | 86#2F-TCO test lab | I | 2019-05-15 | 2020-05-14 | JSMI | Closed | 2014-07-14 12:20 |  | RMB | 38000 | 上海欣畅电子科技有限公司 | 倍频倍压电源
EC5213 |  | IEC/EN 61347-1 Amend.2 :2012 Figure N.1 |  |  | SH Lab | 85#5F-ACCE & LUM test lab | II | 2019-03-19 | 2020-03-18 | ES AW | Closed | 2014-05-07 13:56 | More detail please contact Tim Su (Ext.518) | RMB | 6500 | 上海芯利电子科技有限公司 | IEC/EN 61347-1 Amend.2 :2012 Figure N.1
EC5214 | 1 | tension sensor | TLJ-1-300N | 130610/ TY5S/A,14120-1 | HA | 51#7F-PPT test lab | I | 2017-05-04 | 2022-05-03 | JSMI | Closed |  | 环境温度：21-24℃(精度±2℃)；湿度：45%-55%(精度±3%)，气压：86 -106 kPa(精度±0.2kPa), 电子秤(精度0.01g)，其他设备参考最终技术协议 | RMB | 940650 | 天光传感器有限公司 | 真空吸尘器除尘能力测试设备(力传感器）
EC5214 | 10 | Dust pick -up test chamber | WF1974，环境温度：21-24℃(精度±2℃)；湿度：45%-55%(精度±3%)，气压：86 -106 kPa(精度±0.2kPa), 电子秤(精度0.01g)，其他设备参考最终技术协议 |  | HA | 51#7F-PPT test lab | I | 2019-02-01 | 2020-04-30 | JSMI | Closed |  | VER1.1 | RMB | 940650 |  | 真空吸尘器除尘能力测试房
EC5214 | 11 | steel rule | 600MM |  | HA | 51#7F-PPT test lab | III | 2015-04-20 | — | JSMI | Closed |  | 2015.06.22 | RMB | 940650 | 春光牌 | 钢尺
EC5214 | 12 | steel rule | 1290mm |  | HA | 51#7F-PPT test lab | III | 2015-04-20 | — | JSMI | Closed |  | 2015.06.22 | RMB | 940650 | 春光牌 | 钢尺
EC5214 | 13 | Digital pressure gage | DQY-T5W1-E | DH2014011001 | HA | 51#7F-PPT test lab | I | 2019-08-26 | 2020-08-25 | SIMT | Closed |  |  | RMB | 940650 | 北京迪辉科技有限公司 | 数字气体压力表
EC5214 | 14 | Power meter | WT310 | C2QC11099V | HA | 51#7F-PPT test lab | I | 2019-07-24 | 2020-07-23 | JSMI | Closed |  | 环境温度：21-24℃(精度±2℃)；湿度：45%-55%(精度±3%)，气压：86 -106 kPa(精度±0.2kPa), 电子秤(精度0.01g)，其他设备参考最终技术协议 | RMB | 940650 | YOKOGAWA | 真空吸尘器除尘能力测试设备(数字功率计）
EC5214 | 2 | tension sensor | TLJ-1-300N | 130636/ TY5S/A,14120-1 | HA | 51#7F-PPT test lab | I | 2017-05-04 | 2022-05-03 | JSMI | Closed |  | 环境温度：21-24℃(精度±2℃)；湿度：45%-55%(精度±3%)，气压：86 -106 kPa(精度±0.2kPa), 电子秤(精度0.01g)，其他设备参考最终技术协议 | RMB | 940650 | 天光传感器有限公司 | 真空吸尘器除尘能力测试设备(力传感器）
EC5214 | 3 | photoelectric sensor | EE-SX671 | 1# | HA | 51#7F-PPT test lab | I | 2017-05-12 | 2022-05-11 | SIMT | Closed |  | 环境温度：21-24℃(精度±2℃)；湿度：45%-55%(精度±3%)，气压：86 -106 kPa(精度±0.2kPa), 电子秤(精度0.01g)，其他设备参考最终技术协议 | RMB | 940650 | OMROM | 真空吸尘器除尘能力测试设备(传感器1#）
EC5214 | 4 | photoelectric sensor | EE-SX671 | 2# | HA | 51#7F-PPT test lab | I | 2017-05-12 | 2022-05-11 | SIMT | Closed |  | 环境温度：21-24℃(精度±2℃)；湿度：45%-55%(精度±3%)，气压：86 -106 kPa(精度±0.2kPa), 电子秤(精度0.01g)，其他设备参考最终技术协议 | RMB | 940650 | OMROM | 真空吸尘器除尘能力测试设备(传感器2#）
EC5214 | 5 | photoelectric sensor | EE-SX671 | 3# | HA | 51#7F-PPT test lab | I | 2017-05-12 | 2022-05-11 | SIMT | Closed |  | 环境温度：21-24℃(精度±2℃)；湿度：45%-55%(精度±3%)，气压：86 -106 kPa(精度±0.2kPa), 电子秤(精度0.01g)，其他设备参考最终技术协议 | RMB | 940650 | OMROM | 真空吸尘器除尘能力测试设备(传感器3#）
EC5214 | 6 | photoelectric sensor | EE-SX671 | 4# | HA | 51#7F-PPT test lab | I | 2017-05-12 | 2022-05-11 | SIMT | Closed |  | 环境温度：21-24℃(精度±2℃)；湿度：45%-55%(精度±3%)，气压：86 -106 kPa(精度±0.2kPa), 电子秤(精度0.01g)，其他设备参考最终技术协议 | RMB | 940650 | OMROM | 真空吸尘器除尘能力测试设备(传感器4#）
EC5214 | 7 | Temperature and humidity recorder | HM314A | 131001542 | HA | 51#7F-PPT test lab | I | 2019-02-13 | 2020-02-12 | JSMI | Calibrating |  | 环境温度：21-24℃(精度±2℃)；湿度：45%-55%(精度±3%)，气压：86 -106 kPa(精度±0.2kPa), 电子秤(精度0.01g)，其他设备参考最终技术协议 | RMB | 940650 | OMEGA | 真空吸尘器除尘能力测试设备(温湿度记录仪）
EC5214 | 8 | Temperature and humidity recorder | HM314A | 131001571 | HA | 51#7F-PPT test lab | I | 2019-02-13 | 2020-02-12 | JSMI | Calibrating |  | 环境温度：21-24℃(精度±2℃)；湿度：45%-55%(精度±3%)，气压：86 -106 kPa(精度±0.2kPa), 电子秤(精度0.01g)，其他设备参考最终技术协议 | RMB | 940650 | OMEGA | 真空吸尘器除尘能力测试设备(温湿度记录仪）
EC5214 | 9 | Dust pick -up test equipment for vacuum cleaner |  |  | HA | 51#7F-PPT test lab | II | 2020-03-10 | 2021-03-09 | EC JZ | Closed |  | 环境温度：21-24℃(精度±2℃)；湿度：45%-55%(精度±3%)，气压：86 -106 kPa(精度±0.2kPa), 电子秤(精度0.01g)，其他设备参考最终技术协议 | RMB | 940650 | 苏州著微电子科技有限公司 | 真空吸尘器除尘能力测试设备
EC5215 |  | Test corner |  |  | XM Lab | Xiamen test lab | III | 2014-02-20 | — | ES LLS | Closed | 2014-04-01 16:40 |  | RMB | 9900 |  | 测试角
EC5216 |  | Digital Caliper |  |  | HA | 51#7F-PPT test lab | I | 2019-02-13 | 2020-02-12 | JSMI | Calibrating | 2014-03-18 17:07 |  | RMB | 478.9 | 上海量具刃具厂有限公司 | 游标卡尺
EC5217 |  | Digital temperature and humidity, air pressure recorder | DSR-THP | THP1401142141UB | SH Medical | 86#4F-Multimedia test lab | I | 2019-05-09 | 2020-05-08 | JSMI | Closed | 2014-05-04 13:57 |  | RMB | 5450 | 杭州佐格通信设备有限公司 | 数字式温湿度、气压记录仪
EC5218 |  | torque wrench | DB6N4-S | 309760D | SH Lab | 51#7F-CM test lab | I | 2019-02-28 | 2020-02-27 | JSMI | Calibrating | 2014-03-17 10:58 |  | RMB | 1345 | TOHNICHI | 扭力扳手
EC5219 |  | Digital Multimeter | 287C | 20270082 | SH Lab | 86#3F-Cooking & HVAC test lab | II | 2019-03-18 | — | EC JZ | Disposal | 2014-03-24 09:30 |  | RMB | 3550 | Fluke | 数字万用表
EC5220 |  | Φ203mm Test box for Lampholder temperature rise |  |  | XM Lab | Xiamen test lab | III | 2014-03-21 | — | ES LWF | Closed | 2014-05-08 14:46 |  | RMB | 1029 | 上海庞洪工贸有限公司 | Φ203mm灯座温升测试盒
EC5221 |  | Φ152mm Test box for Lampholder temperature rise |  |  | XM Lab | Xiamen test lab | III | 2014-03-21 | — | ES LWF | Closed | 2014-05-08 14:51 |  | RMB | 1029 | 上海庞洪工贸有限公司 | Φ152mm灯座温升测试盒
EC5222 |  | Φ152mm Test box for Lampholder temperature rise |  |  | XM Lab | Xiamen test lab | III | 2014-03-21 | — | ES LWF | Closed | 2014-05-08 14:56 |  | RMB | 1029 |  | Φ152mm灯座温升测试盒
EC5223 |  | Digital Milliohm Meter | HIOKI 3541 | 140235067 | SH HEE | 86#4F-Multimedia test lab | I | 2019-05-17 | 2020-05-16 | JSMI | Closed | 2014-04-10 16:30 |  | RMB | 18300 | HIOKI | 毫欧表（日置3541）
EC5224 |  | Spring Hammer |  |  | CIXI | CIXI test lab | II | 2019-12-20 | 2020-03-19 | EC JK | Closed |  |  | RMB | 5400 |  | 冲击锤
EC5225 |  | MettlerToledo | ME2002 |  | HA | 51#7F-PPT test lab | I | 2019-04-03 | 2020-04-02 | JSMI | Closed |  |  |  | 9328 | 上海泰坦科技股份有限公司 | ME2002梅特勒电子天平
EC5226 |  | Glass vessel | >10L |  | XM Lab | Xiamen test lab | III | 2014-04-25 | — | XRCTT | Closed | 2014-06-19 10:18 |  |  | 1111 |  | 玻璃缸
EC5227 |  | Spark generator | 定制 |  | XM Lab | Xiamen test lab | III | 2014-04-11 | — | ES LLS | Closed | 2014-06-10 09:38 |  |  | 0 |  | 火花枪
EC5228 |  | thickness gauge | 0.05~1mm |  | SH Wind | 51#7F-SH Wind test lab | II | 2016-04-18 | — | ES CZ | Out of service | 2014-04-22 09:04 | 东西在85#5F，封存 |  | 434 | 上海金工机电设备有限公司 | 塞规
EC5229 |  | standard workbench | 定制 |  | LUM | 85#5F-ACCE & LUM test lab | III | 2014-04-22 | — | ES LLS | Closed | 2014-05-04 13:29 | 价格：3500元 |  | 111 | 上海芯利电子科技有限公司 | 跌落测试木板
EC5230 |  | AC Linear Power Source | 5KVA |  | HA | 86#3F-Home appliance test lab | III | 2014-05-06 | — | JSMI | Closed | 2014-05-28 10:19 |  |  | 19000 | 艾普斯 | 5KVA 变频电源
EC5231 |  | Ageing Chamber | 定制 |  | LUM | 51#7F-LUM test lab | I | 2019-10-14 | 2020-10-13 | JSMI | Closed | 2014-12-03 10:03 | 下次计量时间24小时 |  | 35500 | 上海强坤机械制造有限公司 | 玻璃恒温箱
EC5232 | 1 | weight | 2KG |  | PV | Shibei PV lab | I | 2019-10-08 | 2020-10-07 | SETRI | Closed |  |  |  | 0 | 上海庞洪工贸有限公司 | 砝码
EC5232 | 2 | weight | 2KG |  | PV | Shibei PV lab | I | 2019-10-08 | 2020-10-07 | SETRI | Closed | 2014-04-24 11:03 |  |  | 0 | 上海庞洪工贸有限公司 | 砝码
EC5233 |  | tapeline | 5M/16FTX19MM |  | SH Wind | 86#1F-Small Wind Turbine Lab | III | 2015-06-10 | — | SIMT | Closed | 2014-05-23 16:41 | 2015.06.22 |  | 25.5 | SATA世达 | 卷尺
EC5234 |  | tapeline | 5M/16FTX19MM |  | SH Wind | 86#1F-Small Wind Turbine Lab | III | 2014-05-06 | — | SIMT | Closed | 2014-05-23 16:51 | 2015.06.22 |  | 25.5 | SATA 世达 | 卷尺
EC5235 |  | digital caliper | 200mm | 8-13100320 | SH Wind | 86#1F-Small Wind Turbine Lab | I | 2015-05-27 | 2016-05-26 | JSMI | Closed | 2014-05-23 16:55 |  |  | 444 | 上海量具刃具厂有限公司 | 数显游标卡尺
EC5236 |  | Vacuum cleaner and dust receptacle | 伊莱克斯吸尘器 |  | HA | 51#7F-PPT test lab | III | 2014-05-12 | — | ES LWF | Closed |  |  |  | 4800 | 伊莱克斯 | 吸尘器
EC5237 |  | digital caliper | 200mm | 8-13100387 | SH Wind | 86#1F-Small Wind Turbine Lab | I | 2019-02-13 | 2020-02-12 | JSMI | Calibrating | 2014-05-23 16:53 |  |  | 444 | 上海量具刃具厂有限公司 | 数显游标卡尺
EC5238 | 1 | AC/DC digital power meter WT1801 | WT1801 | 91P409793 | LUM | 51#7F-LUM test lab | I | 2019-06-10 | 2020-06-09 | JSMI | Closed | 2014-08-15 15:46 |  |  | 110000 | Yokogawa | AC/DC 数字功率计 WT1801
EC5238 | 10 | 0.3m/0.5m LED Integrating Sphere | 0.3m/0.5m | G118431CM5341161 | LUM | 51#7F-LUM test lab | III | 2014-07-28 | — | ES LLS | Closed | 2014-09-09 17:27 | SPEKTRON 诗贝伦 R98涂层 侧开孔Φ100mm |  | 4500 | 杭州远方光电信息股份有限公司 | 0.3米/0.5米 LED专用积分球
EC5238 | 2 | AC testing power source | DPS1010 | G119885CJ1341129 | LUM | 51#7F-LUM test lab | I | 2019-04-15 | 2020-04-14 | SIMT | Closed | 2014-08-15 15:53 |  |  | 8300 | 杭州远方光电信息股份有限公司 | 智能交流测试专用电源
EC5238 | 3 | AC testing power source | DPS1010 | G119885CJ1341128 | LUM | 51#7F-LUM test lab | I | 2019-04-15 | 2020-04-14 | SIMT | Closed | 2014-08-15 15:58 |  |  | 8300 | 杭州远方光电信息股份有限公司 | 智能交流测试专用电源
EC5238 | 4 | HAAS-2000 High Accuracy Array Spectroradio meter | HAAS-2000 | G112048TJ1341119 | LUM | 51#7F-LUM test lab | I | 2019-03-04 | 2020-03-03 | EVERFINE | Calibrating | 2014-08-15 16:01 | 附带远方高精度快速光谱辐射计测试与分析软件 V2.00.242 |  | 83600 | 杭州远方光电信息股份有限公司 | HAAS-2000 高精度快速光谱辐射计
EC5238 | 5 | WY305 DIGITAL CC&CV DC POWER SUPPLY | WY305 | G115986CD1331157 | LUM | 51#7F-LUM test lab | I | 2019-04-03 | 2020-04-02 | JSMI | Closed | 2014-08-15 16:30 | 30V/5A |  | 3600 | 杭州远方光电信息股份有限公司 | WY305 精密数显直流稳流稳压电源
EC5238 | 6 | PHOTO-2000F Faster Speed Photometer | PHOTO-2000F | G100735CF1341119 | LUM | 51#7F-LUM test lab | I | 2019-03-04 | 2020-03-03 | EVERFINE | Calibrating | 2014-08-15 16:40 | 附带远方快速光度分析系统软件 V1.00.210_PHOTO-2000F |  | 35500 | 杭州远方光电信息股份有限公司 | PHOTO-2000F 快速存储光度计
EC5238 | 7 | D062 Standard Light Source | D062 | M100278CF1341118 | LUM | 51#7F-LUM test lab | I | 2015-05-15 | — | EVERFINE | Out of service | 2014-08-15 17:14 | 封存2017.2.28 |  | 700 | 杭州远方光电信息股份有限公司 | D062 通用标准光源
EC5238 | 8 | D215S Total spectral radiant flux standard lamp | D215S | M119786CD1331112 | LUM | 51#7F-LUM test lab | I | 2014-02-28 | — | MFG | Out of service | 2014-08-15 17:21 | 组里要求封存，2015-5-11 |  | 4800 | 杭州远方光电信息股份有限公司 | D215S 总光谱辐射通量标准灯
EC5238 | 9 | CIS-2000 Automatic Constant-Temperatured Integrating Sphere | CIS-2000 | G114021CM5341112 | LUM | 51#7F-LUM test lab | I | 2019-04-03 | 2020-04-02 | JSMI | Closed | 2014-09-09 17:25 | 2.0m-积分球-R98-侧开孔Φ700mm |  | 135100 | 杭州远方光电信息股份有限公司 | CIS-2000 自动恒温积分球（2M积分球）
EC5239 |  | 直流电阻测试仪 | JYR-10C | 1135660 | SH Wind | 86#1F-Small Wind Turbine Lab | I | 2019-02-12 | 2020-02-11 | JSMI | Calibrating | 2014-05-29 11:09 | measuring range：0~0.1Ω （10A） |  | 23000 | 保定市金源科技有限公司 | DC resistance tester
EC5240 |  | Digital conductivity meter | FE30 （电极LE703） | B348040365 | SH Lab | 86#1F-Material test lab | I | 2019-08-26 | 2020-08-25 | SIMT | Closed | 2014-07-01 17:08 |  |  | 3150 | 梅特勒-托利多仪器（上海）有限公司 | 电导率仪
EC5242 |  | digital caliper | 200mm | 11110272 | SH Lab | 86#1F-Material test lab | I | 2019-06-20 | 2020-06-19 | JSMI | Closed | 2014-06-30 14:10 |  |  | 459 | 上海量具刃具厂 | 数显游标卡尺
EC5243 |  | 1933 Daily Check Box | 1933 Daily Check Box | 800734 | SH Lab | 86#4F-Calibration room | I | 2019-06-25 | 2020-06-24 | JSMI | Closed | 2014-05-29 10:12 |  |  | 3430 | 华仪电子股份有限公司 | 1933 测试盒
EC5244 |  | resistance | 定制 5KΩ±2% |  | ICT | 86#4F-Multimedia test lab | II | 2019-06-13 | 2020-06-12 | ES AW | Closed | 2014-06-18 13:37 |  |  | 95 | 上海文顺电器有限公司 | 电阻
EC5245 |  | resistance | 定制 5KΩ±2% |  | ICT | 86#4F-Multimedia test lab | II | 2019-06-13 | 2020-06-12 | ES AW | Closed | 2014-06-18 13:35 |  |  | 96 | 上海文顺电器有限公司 | 电阻
EC5246 |  | resistance | 定制 2KΩ±2% |  | ICT | 86#4F-Multimedia test lab | II | 2019-06-13 | 2020-06-12 | ES AW | Closed | 2014-06-18 13:34 |  |  | 70 | 上海文顺电器有限公司 | 电阻
EC5247 |  | resistance | 定制 2KΩ±2% |  | ICT | 86#4F-Multimedia test lab | II | 2019-06-13 | 2020-06-12 | ES AW | Closed | 2014-06-18 13:30 |  |  | 70 | 上海文顺电器有限公司 | 电阻
EC5248 |  | resistance | 定制 350Ω±2% |  | ICT | 86#4F-Multimedia test lab | II | 2019-06-13 | 2020-06-12 | ES AW | Closed | 2014-06-18 13:29 |  |  | 70 | 上海文顺电器有限公司 | 电阻
EC5249 |  | resistance | 定制 350Ω±2% |  | ICT | 86#4F-Multimedia test lab | II | 2019-06-13 | 2020-06-12 | ES AW | Closed | 2014-06-18 13:27 |  |  | 70 | 上海文顺电器有限公司 | 电阻
EC5250 |  | Laser electronic theodolite | LP-402L | 31S00229 | SH Wind | 86#1F-IW test lab | I | 2014-06-24 | 2015-06-23 | SIMT | Closed | 2014-07-01 17:14 |  |  | 7500 | 苏州一光仪器有限公司 | 激光电子经纬仪
EC5251 |  | test pin |  |  | SH Lab | 86#1F-Garden tools test lab (Ⅰ) | II | 2019-09-12 | 2020-09-11 | EC JK | Closed |  |  |  | 498 | 上海庞洪工贸有限公司 | 测试指
EC5252 |  | Three-phase active power transmitter | BD-4P | 11503250060001 | SH Wind | 86#1F-Small Wind Turbine Lab | I | 2018-01-02 | 2020-01-01 | CASC | Closed | 2015-05-25 14:55 | 690V 5A 0~20mA |  | 1680 | 安科瑞电气股份有限公司 | 三相有功功率变送器
EC5253 |  | Three-phase active power transmitter | BD-4P | 11405290720002 | SH Wind | 86#1F-Small Wind Turbine Lab | I | 2019-03-15 | 2021-03-14 | SIMT | Closed | 2015-05-25 14:52 | 690V 5A 0~20mA |  | 1680 | 安科瑞电气股份有限公司 | 三相有功功率变送器
EC5254 |  | Current transformer | AKH-0.66/K K-140*60 | 11406060360001 | SH Wind | 86#1F-Small Wind Turbine Lab | I | 2017-02-24 | 2019-02-23 | SIMT | Closed | 2014-06-19 19:59 | 2500A/5A 10VA |  | 600 | 安科瑞电气股份有限公司 | 电流互感器
EC5255 |  | Current transformer | AKH-0.66/K K-140*60 | 11406060360002 | SH Wind | 86#1F-Small Wind Turbine Lab | I | 2017-02-24 | 2019-02-23 | SIMT | Closed | 2014-06-19 19:58 | 2500A/5A 10VA |  | 600 | 安科瑞电气股份有限公司 | 电流互感器
EC5256 |  | Current transformer | AKH-0.66/K K-140*60 | 11406060360003 | SH Wind | 86#1F-Small Wind Turbine Lab | I | 2017-02-24 | 2019-02-23 | JSMI | Closed | 2014-06-19 19:57 | 2500A/5A 10VA |  | 600 | 安科瑞电气股份有限公司 | 电流互感器
EC5257 |  | Current transformer | AKH-0.66/K K-140*60 | 11406060360004 | SH Wind | 86#1F-Small Wind Turbine Lab | I | 2019-03-13 | 2021-03-12 | JSMI | Closed | 2014-06-19 19:56 | 2500A/5A 10VA |  | 600 | 安科瑞电气股份有限公司 | 电流互感器
EC5258 |  | Current transformer | AKH-0.66/K K-140*60 | 11406060360005 | IW BJ | 86#1F-Small Wind Turbine Lab | I | 2019-03-13 | 2021-03-12 | JSMI | Closed | 2014-06-19 19:55 | 2500A/5A 10VA |  | 600 | 安科瑞电气股份有限公司 | 电流互感器
EC5259 |  | Current transformer | AKH-0.66/K K-140*60 | 11406060360006 | SH Wind | 86#1F-Small Wind Turbine Lab | I | 2017-03-10 | 2019-03-09 | JSMI | Closed | 2014-06-19 19:51 | 2500A/5A 10VA |  | 600 | 安科瑞电气股份有限公司 | 电流互感器
EC5260 |  | Coupler 87300C | 87300C | 15545A | EMC | 86#4F-EMC test lab | III | 2014-06-23 | — | SIMT | Closed | 2014-07-07 10:49 | 少配件，组里要求改为III类 |  | 10962.84 | 安捷伦科技（中国）有限公司 | 耦合器 87300C
EC5261 |  | DIODE 33330B | 33330B | MY51340267 | SH ICT | 86#4F-EMC test lab | III | 2014-06-23 | — | SIMT | Closed | 2014-07-07 10:52 | 组里要求改为III类 |  | 5483.03 | 安捷伦科技（中国）有限公司 | 检波器 33330B
EC5262 |  | Pre-amplifier | AFS42-00101800-25-S-42 | 1845470 | SH ICT | 86#6F-Control room | I | 2019-06-12 | 2020-06-11 | CEPREI | Closed | 2014-06-13 14:23 |  |  | 18500 | MITEQ，INC. | 前置放大器
EC5263 |  | Digital Luxmeter TES-1335 | TES-1335 | 140105584 | SH HEE | 86#4F-Multimedia test lab | I | 2019-07-18 | 2020-07-17 | JSMI | Closed | 2014-07-25 14:25 |  |  | 920 | 泰仕电子工业股份有限公司 | 照度计 TES-1335
EC5264 |  | Atmospheric pressure gauge | DSR-THP-UB | THP1405152061UB | TD | 86#3F-Cooking & HVAC test lab | I | 2015-09-15 | — | JSMI | Out of service | 2014-11-21 16:54 | 封存 2016.08.26 |  | 5400 | 杭州佐格通信设备有限公司 | 大气压力计
EC5265 |  | Bending moment test equipment |  |  | XM Lab | Xiamen test lab | I | 2019-06-19 | 2020-06-18 | SIMT | Closed |  |  |  | 11800 | 上海菱生电子仪器有限公司 | 弯矩测试设备
EC5266 |  | AC power surce | APC-2KB | C214050085 | SH Lab | 86#1F-Material test lab | I | 2019-07-04 | 2020-07-03 | SQI | Closed | 2014-08-14 17:04 |  |  | 2500 | 艾普斯电源有限公司 | 交流稳压电源
EC5267 |  | 振动&动平衡分析仪 | VIBXPERT II - 趋势配套，主机 VIB 5.317-2 | 32195 | SH Wind | 86#1F-IW test lab | I | 2014-07-14 | 2015-07-13 | SIMT | Closed | 2014-08-08 12:21 | 振动和转速项目分别计量 |  | 232166 | Pruftechnik Condition Monitoring Gmbh | Vibration & dynamic balance collector
EC5268 |  | Pressure Drop guage | PMP5076-TC-A3-CB-H0-PA:0-25psi D | 3759851 | TD | 86#3F-Construction test lab (Ⅱ) | I | 2015-01-16 | — | SIMT | Out of service | 2014-08-08 18:26 | 封存； |  | 10800 | 通用电气传感与检测（常州）有限公司 | 压差传感器PMP5076-TC-A3-CB-H0-PA:0-25psi D
EC5269 |  | Temperature test box （lamp lengh 590mm） | 定制 |  | XM Lab | Xiamen test lab | II | 2019-06-16 | 2020-06-15 | EC JZ | Closed | 2014-07-24 18:42 |  |  | 1480 | 上海庞洪工贸有限公司 | 温升测试盒（灯管长度590毫米）
EC5270 |  | Temperature test box（lamp length 895mm） | 定制 |  | XM Lab | Xiamen test lab | II | 2019-06-16 | 2020-06-15 | EC JZ | Closed | 2014-07-24 18:44 |  |  | 1480 | 上海庞洪工贸有限公司 | 温升测试盒（灯管长度895毫米）
EC5271 |  | Temperature test box（lamp length 1199mm） | 定制 |  | XM Lab | Xiamen test lab | II | 2019-06-16 | 2020-06-15 | EC JZ | Closed | 2014-07-24 18:45 |  |  | 1480 | 上海庞洪工贸有限公司 | 温升测试盒（灯管长度1199毫米）
EC5272 |  | Temperature test box（lamp length 1500mm） | 定制 |  | XM Lab | Xiamen test lab | II | 2019-06-16 | 2020-06-15 | EC JZ | Closed | 2014-07-24 18:47 |  |  | 1480 | 上海庞洪工贸有限公司 | 温升测试盒（灯管长度1500毫米）
EC5273 |  | Pressure meter | YB-150A （0-0.6Mpa，0.4级） | VH140803206 | SH Lab | 51#7F-PPT test lab | I | 2014-09-05 | — | SIMT | Damaged | 2014-10-10 09:43 |  |  | 330 | 上海自动化仪表股份有限公司 | 压力表（0-0.6Mpa）
EC5274 |  | digital caliper | 200mm | 8-13120583 | SH ICT | 86#4F-Multimedia test lab | I | 2019-03-15 | 2020-03-14 | JSMI | Calibrating | 2014-08-20 19:03 |  |  | 444 | 上海量具刃具厂有限公司 | 数显游标卡尺
EC5275 |  | digital caliper | 200mm | 8-13120353 | SH ICT | 86#4F-Multimedia test lab | I | 2017-03-03 | — | JSMI | Can not be found | 2014-08-20 19:05 |  |  | 444 | 上海量具刃具厂有限公司 | 数显游标卡尺
EC5276 |  | Calibrated fuselink | 定制 （BS1363-1） | NO.07-09-350 | ACCE | 85#5F-ACCE & LUM test lab | II | 2015-07-29 | — | ES CZ | Disposal | 2014-08-21 13:08 |  |  | 417.7 | P.J DAWSON ENGINEERING | 标准保险丝
EC5277 |  | Calibrated fuselink | 定制（BS1363-1） | NO.07-09-351 | ACCE | 85#5F-ACCE & LUM test lab | II | 2015-07-29 | — | ES CZ | Disposal | 2014-08-21 13:11 |  |  | 417.7 | P.J DAWSON ENGINEERING | 标准保险丝
EC5278 |  | Calibrated fuselink | 定制（BS1363-1） | NO.07-09-352 | ACCE | 85#5F-ACCE & LUM test lab | II | 2015-07-29 | — | ES CZ | Disposal | 2014-08-21 13:13 |  |  | 417.7 | P.J DAWSON ENGINEERING | 标准保险丝
EC5279 |  | Air Flowmeter | LZB-6 |  | SH Lab | 86#1F-Environment test lab | I | 2018-08-08 | 2020-08-07 | SIMT | Closed | 2014-09-02 16:27 | LZB-6 |  | 260 | 余姚市银环流量仪表有限公司 | 玻璃浮子流量计
EC5280 |  | Air Flowmeter | LZB-10 |  | ACCE | 86#1F-Environment test lab | I | 2018-08-08 | 2020-08-07 | SIMT | Closed | 2014-09-02 16:29 | LZB-10 |  | 260 | 余姚市银环流量仪表有限公司 | 玻璃浮子流量计
EC5281 |  | shaft laser alignment | OPTALIGN smart RS 风电标准配置 （主机：ALI12.200） | 54326239 | SH Wind | 86#1F-Small Wind Turbine Lab | I | 2014-09-12 | 2015-09-11 | JSMI | Closed | 2014-11-17 10:44 |  |  | 157500 | 德国普卢福 Pruftechnik | 激光对中仪
EC5282 |  | surface cellingtermperature test apparatus | UL1598 FIGURE19.10.1 |  | XM Lab | Xiamen test lab | III | 2014-11-05 | — | ES LLS | Damaged | 2014-12-10 13:30 |  |  | 3920 | 上海庞洪工贸有限公司 | 温升测试天花板
EC5283 |  | test wall apparatus-wall surface luminaires | UL1598 FIGURE19.11.1 |  | XM Lab | Xiamen test lab | III | 2014-11-05 | — | ES LLS | Closed | 2014-12-10 13:33 |  |  | 3920 | 上海庞洪工贸有限公司 | 温升测试墙
EC5284 |  | surface wall temperature test apparature |  |  | SH Lab | 51#7F-LUM test lab | III | 2014-11-05 | — | ES HG | Closed | 2014-12-09 17:33 |  |  | 3920 | 上海庞洪工贸有限公司 | 温升测试墙
EC5285 |  | digital multimeter | FLUKE 287C | 22240071 | XM Lab | Xiamen test lab | II | 2019-08-28 | 2020-08-27 | EC JZ | Closed | 2014-09-12 11:25 |  |  | 3550 | Fluke Corporation | 数字万用表FLUKE287C
EC5286 |  | flowmeter | OPTIFLUX4100W with IFC100w | H14212314 | PPT | 51#7F-PPT test lab | I | 2018-09-10 | 2020-09-09 | SIMT | Closed | 2014-10-22 14:38 | 口径40mm |  | 12000 | 上海光华爱而美特仪器有限公司 | 电磁流量计
EC5287 |  | HB specimen gauge |  |  | SH Lab | 86#1F-Material test lab | II | 2019-10-09 | 2020-10-08 | ES AW | Closed | 2014-10-22 13:24 | IEC60695-11-10 FIG9 |  | 490 | 上海庞洪工贸有限公司 | HB 试件量规
EC5288 |  | V specimen gauge | IEC60695-11-10 |  | SH Lab | 86#1F-Material test lab | II | 2019-10-09 | 2020-10-08 | ES AW | Closed | 2014-10-22 13:27 |  |  | 490 | 上海庞洪工贸有限公司 | V 试件量规
EC5289 |  | clearance gauge | IEC60695-11-4 figure C1 |  | ACCE | 86#1F-Material test lab | II | 2019-10-09 | 2020-10-08 | ES AW | Closed | 2014-10-22 13:39 | IEC60695-11-4 |  | 490 | 上海庞洪工贸有限公司 | 间隙量规
EC5290 |  | hydraulic pressure indicator | 10MPa |  | SH Lab | 86#3F-Cooking & HVAC test lab | I | 2019-08-21 | 2020-08-20 | JSMI | Closed | 2014-09-25 13:02 |  |  | 300 | 上海自动化仪表四厂 | 压力表
EC5291 |  | hydraulic pressure indicator | 10MPa |  | ACCE | 86#3F-Home appliance test lab | I | 2019-08-21 | 2020-08-20 | JSMI | Closed | 2014-09-25 13:03 |  |  | 300 | 上海自动化仪表四厂 | 压力表
EC5292 |  | torque screwdriver | N20LTDK |  | SH Lab | 86#3F-Home appliance test lab | I | 2016-09-26 | — | SQI | Out of service | 2014-10-30 10:37 | N20LTDK |  | 780 | 红光 | KANON 扭力起子
EC5293 |  | Vibration collector | vbInspector-CH16 | 92224 | RED Wind | 86#1F-Small Wind Turbine Lab | I | 2014-09-24 | 2015-09-23 | SIMT | Closed | 2014-11-25 16:32 |  |  | 308145 | Commtest | 振动采集仪
EC5293 | 1 | Optical Phase / Speed Sensor | Mini VLS 211/N | 1021235-2013 | SH Wind | 86#1F-Small Wind Turbine Lab | I | 2014-11-21 | 2015-11-20 | MFG | Closed | 2014-11-21 17:18 | 注：临时接收，待计量 |  | 28900 | Compact Instruments Limited | 激光转速传感器
EC5293 | 10 | Frequency acceleration sensor | TP100 | 40914 | SH Wind | 86#1F-Small Wind Turbine Lab | I | 2014-09-24 | 2015-09-23 | SIMT | Closed | 2014-11-14 18:34 |  |  | 2680 | Turningpoint | 风机专用通频加速度传感器
EC5293 | 11 | Frequency acceleration sensor | TP100 | 40915 | SH Wind | 86#1F-Small Wind Turbine Lab | I | 2014-09-24 | 2015-09-23 | SIMT | Closed | 2014-11-14 18:36 |  |  | 2680 | Turningpoint | 风机专用通频加速度传感器
EC5293 | 12 | Low frequency acceleration sensor | TP500 | 38189 | SH Wind | 86#1F-Small Wind Turbine Lab | I | 2014-09-24 | 2015-09-23 | SIMT | Closed | 2014-11-14 18:38 |  |  | 3980 | Turningpoint | 风机专用低频加速度传感器
EC5293 | 13 | Low frequency acceleration sensor | TP500 | 38191 | SH Wind | 86#1F-Small Wind Turbine Lab | I | 2014-09-24 | 2015-09-23 | SIMT | Closed | 2014-11-14 18:39 |  |  | 3980 | Turningpoint | 风机专用低频加速度传感器
EC5293 | 14 | Low frequency acceleration sensor | TP500 | 37633 | SH Wind | 86#1F-Small Wind Turbine Lab | I | 2014-09-24 | 2015-09-23 | SIMT | Closed | 2014-11-14 18:40 |  |  | 3980 | Turningpoint | 风机专用低频加速度传感器
EC5293 | 15 | Low frequency acceleration sensor | TP500 | 37876 | SH Wind | 86#1F-Small Wind Turbine Lab | I | 2014-09-24 | 2015-09-23 | SIMT | Closed | 2014-11-14 18:41 |  |  | 3980 | Turningpoint | 风机专用低频加速度传感器
EC5293 | 16 | Low frequency acceleration sensor | TP500 | 37884 | SH Wind | 86#1F-Small Wind Turbine Lab | I | 2014-09-24 | 2015-09-23 | SIMT | Closed | 2014-11-14 18:42 |  |  | 3980 | Turningpoint | 风机专用低频加速度传感器
EC5293 | 17 | Low frequency acceleration sensor | TP500 | 37880 | SH Wind | 86#1F-Small Wind Turbine Lab | I | 2014-09-24 | 2015-09-23 | SIMT | Closed | 2014-11-14 18:43 |  |  | 3980 | Turningpoint | 风机专用低频加速度传感器
EC5293 | 2 | Frequency acceleration sensor | TP100 | 40906 | SH Wind | 86#1F-Small Wind Turbine Lab | I | 2014-09-24 | 2015-09-23 | SIMT | Closed | 2014-11-14 18:17 |  |  | 2680 | Turningpoint | 风机专用通频加速度传感器
EC5293 | 3 | Frequency acceleration sensor | TP100 | 43986 | SH Wind | 86#1F-Small Wind Turbine Lab | I | 2014-09-24 | 2015-09-23 | SIMT | Closed | 2014-11-14 18:22 |  |  | 2680 | Turningpoint | 风机专用通频加速度传感器
EC5293 | 4 | Frequency acceleration sensor | TP100 | 43987 | SH Wind | 86#1F-Small Wind Turbine Lab | I | 2014-09-24 | 2015-09-23 | SIMT | Closed | 2014-11-14 18:25 |  |  | 2680 | Turningpoint | 风机专用通频加速度传感器
EC5293 | 5 | Frequency acceleration sensor | TP100 | 43992 | SH Wind | 86#1F-Small Wind Turbine Lab | I | 2014-09-24 | 2015-09-23 | SIMT | Closed | 2014-11-14 18:27 |  |  | 2680 | Turningpoint | 风机专用通频加速度传感器
EC5293 | 6 | Frequency acceleration sensor | TP100 | 40905 | SH Wind | 86#1F-Small Wind Turbine Lab | I | 2014-09-24 | 2015-09-23 | SIMT | Closed | 2014-11-14 18:28 |  |  | 2680 | Turningpoint | 风机专用通频加速度传感器
EC5293 | 7 | Frequency acceleration sensor | TP100 | 43991 | SH Wind | 86#1F-Small Wind Turbine Lab | I | 2014-09-24 | 2015-09-23 | SIMT | Closed | 2014-11-14 18:30 |  |  | 2680 | Turningpoint | 风机专用通频加速度传感器
EC5293 | 8 | Frequency acceleration sensor | TP100 | 40912 | SH Wind | 86#1F-Small Wind Turbine Lab | I | 2014-09-24 | 2015-09-23 | SIMT | Closed | 2014-11-14 18:32 |  |  | 2680 | Turningpoint | 风机专用通频加速度传感器
EC5293 | 9 | Frequency acceleration sensor | TP100 | 40913 | SH Wind | 86#1F-Small Wind Turbine Lab | I | 2014-09-24 | 2015-09-23 | SIMT | Closed | 2014-11-14 18:33 |  |  | 2680 | Turningpoint | 风机专用通频加速度传感器
EC5294 |  | torque test |  |  | ACCE | 85#5F-Gauge room | I | 2019-04-03 | 2020-04-02 | SETRI | Closed |  |  |  | 6200 | 上海芯利电子科技有限公司 | 扭矩测试仪
EC5295 |  | AC/DC Digital potentiometer | JL1010-200/200KV | 140252 | Medical | 86#2F-TCO test lab | I | 2019-10-08 | 2020-10-07 | JSMI | Closed |  | AC/DC 200KV 1.0% 0.5% |  | 10200 | 扬州金力电气有限公司 | 交直流数字高压分压器
EC5296 |  | Impact hammer | 0.5J冲击锤 |  | SH HEE | 86#4F-Multimedia test lab | II | 2019-12-19 | 2020-03-18 | EC JK | Closed | 2014-12-10 16:51 |  |  | 5400 | 上海芯利电子科技有限公司 | 0,5J冲击锤
EC5297 |  | Lux meter | T-10A | 30013670 & 20012340 | XM | Xiamen test lab | I | 2019-06-21 | 2020-06-20 | XMMI | Closed | 2014-10-31 13:59 |  |  | 7000 | KONICA MINOLTA,INC. | 照度计
EC5298 |  | Fluorescent lamp load cabinet | 定制 |  | ACCE | 86#1F-General test lab | II | 2019-10-17 | 2020-10-16 | ES AW | Closed | 2014-11-04 14:09 |  |  | 69600 | 上海桑科机电设备成套工程有限公司 | 荧光灯测试负载箱
EC5299 |  | Adjustable Reference Ballast | DYJ 120V/220V/50Hz/60Hz | G100301CS1341112 | LUM | 51#7F-LUM test lab | I | 2019-03-13 | 2020-03-12 | CEPREI | Calibrating | 2014-12-16 17:47 |  |  | 11800 | 杭州远方光电信息股份有限公司 | 低频基准镇流器
EC5300 | 1 | Fluorescent Lamp Integrated High Frequency Standard Source | YF2402 | G107234TS1341116 | LUM | 51#7F-LUM test lab | I | 2019-03-13 | 2020-03-12 | CEPREI | Calibrating | 2014-12-16 18:31 | 高频基准镇流器和通用集成高频基准源配套使用 |  | 32800 | 杭州远方光电信息股份有限公司 | 荧光灯通用集成高频基准源
EC5300 | 10 | High Frequency Reference Ballast | 1200Ω |  | LUM | 51#7F-LUM test lab | I | 2019-02-11 | 2020-05-10 | JSMI | Closed | 2014-12-16 18:46 | 高频基准镇流器1200Ω |  | 0 | 杭州远方光电信息股份有限公司 | 高频基准镇流器
EC5300 | 2 | High Frequency Reference Ballast | GPJ |  | LUM | 51#7F-LUM test lab | I | 2019-03-13 | 2020-03-12 | CEPREI | Calibrating | 2014-12-16 18:32 | 高频基准镇流器和通用集成高频基准源配套使用 |  | 32800 | 杭州远方光电信息股份有限公司 | 高频基准镇流器
EC5300 | 3 | High Frequency Reference Ballast | 250Ω |  | LUM | 51#7F-LUM test lab | I | 2019-02-11 | 2020-05-10 | JSMI | Closed | 2014-12-16 18:34 | 高频基准镇流器250Ω |  | 0 | 杭州远方光电信息股份有限公司 | 高频基准镇流器
EC5300 | 4 | High Frequency Reference Ballast | 255Ω |  | LUM | 51#7F-LUM test lab | I | 2019-02-11 | 2020-05-10 | JSMI | Closed | 2014-12-16 18:37 | 高频基准镇流器255Ω |  | 0 | 杭州远方光电信息股份有限公司 | 高频基准镇流器
EC5300 | 5 | High Frequency Reference Ballast | 260Ω |  | LUM | 51#7F-LUM test lab | I | 2019-02-11 | 2020-05-10 | JSMI | Closed | 2014-12-16 18:40 | 高频基准镇流器260Ω |  | 0 | 杭州远方光电信息股份有限公司 | 高频基准镇流器
EC5300 | 6 | High Frequency Reference Ballast | 330Ω |  | LUM | 51#7F-LUM test lab | I | 2019-02-11 | 2020-05-10 | JSMI | Closed | 2014-12-16 18:40 | 高频基准镇流器330Ω |  | 0 | 杭州远方光电信息股份有限公司 | 高频基准镇流器
EC5300 | 7 | High Frequency Reference Ballast | 500Ω |  | LUM | 51#7F-LUM test lab | I | 2019-02-11 | 2020-05-10 | JSMI | Closed | 2014-12-16 18:42 | 高频基准镇流器500Ω |  | 0 | 杭州远方光电信息股份有限公司 | 高频基准镇流器
EC5300 | 8 | High Frequency Reference Ballast | 725Ω |  | LUM | 51#7F-LUM test lab | I | 2019-02-11 | 2020-05-10 | JSMI | Closed | 2014-12-16 18:44 | 高频基准镇流器725Ω |  | 0 | 杭州远方光电信息股份有限公司 | 高频基准镇流器
EC5300 | 9 | High Frequency Reference Ballast | 950Ω |  | LUM | 51#7F-LUM test lab | I | 2019-02-11 | 2020-05-10 | JSMI | Closed | 2014-12-16 18:45 | 高频基准镇流器950Ω |  | 0 | 杭州远方光电信息股份有限公司 | 高频基准镇流器
EC5301 |  | steel saucepan | 直径145MM |  | HA | 86#3F-Cooking & HVAC test lab | II | 2019-10-22 | 2020-10-21 | EC JZ | Closed |  |  |  | 2500 | 上海庞洪工贸有限公司 | 电磁炉用钢锅
EC5302 |  | steel saucepan | 直径180 |  | HA | 86#3F-Cooking & HVAC test lab | II | 2019-10-22 | 2020-10-21 | EC JZ | Closed |  |  |  | 2500 | 上海庞洪工贸有限公司 | 电磁炉用钢锅
EC5303 |  | steel saucepan | 直径220MM |  | HA | 86#3F-Cooking & HVAC test lab | II | 2019-10-22 | 2020-10-21 | EC JZ | Closed |  |  |  | 2500 | 上海庞洪工贸有限公司 | 电磁炉用钢锅
EC5304 |  | Measurement and Control Module | CR1000 | SN:61505 | SH Wind | 86#1F-Small Wind Turbine Lab | I | 2015-08-24 | 2017-08-23 | SIMT | Closed | 2014-10-27 17:48 | 附加CFM100闪存模块一块（SN：11108） |  | 19500 | Campbell Scientific | 数据采集仪
EC5305 |  | Endurance test box | 定制 |  | LUM | 51#7F-LUM test lab | II | 2019-11-10 | 2020-11-09 | ES AW | Closed | 2014-12-06 17:17 |  |  | 400 | Intertek SH（自制） | 灯具耐久测试盒
EC5306 |  | Endurance test box | 定制 |  | LUM | 51#7F-LUM test lab | II | 2019-11-10 | 2020-11-09 | ES AW | Closed | 2014-12-06 17:20 |  |  | 400 | Intertek SH（自制） | 灯具耐久测试盒
EC5307 |  | Measurement and Control Module | CR1000 | SN:61498 | SH Wind | 86#1F-Small Wind Turbine Lab | I | 2019-03-26 | 2021-03-25 | SIMT | Closed | 2014-10-27 17:39 | 附加CFM100闪存模块一块（SN：11109） |  | 19500 | Campbell Scientific | 数据采集仪
EC5308 | 1 | GB gauge | 6A 10A 单相两极插头量规 |  | ACCE | 85#5F-Gauge room | II | 2019-10-08 | 2020-10-07 | EC JZ | Closed | 2014-10-24 11:28 | 6A 10A 单相两极插头量规 |  | 550 | 东莞市洪梅明艺五金配件加工厂 | GB 量规
EC5308 | 10 | GB Gauge | 10A单相两极带接地插座最大通规 |  | ACCE | 85#5F-Gauge room | II | 2019-10-08 | 2020-10-07 | EC JZ | Closed | 2014-10-23 11:05 |  |  | 1045 | 东莞市洪梅明艺五金配件加工厂 | GB 量规
EC5308 | 11 | GB Gauge | 16A单相两极带接地插座最大通规 |  | ACCE | 85#5F-Gauge room | II | 2019-10-08 | 2020-10-07 | EC JZ | Closed | 2014-10-23 11:04 |  |  | 1045 | 东莞市洪梅明艺五金加工厂 | GB 量规
EC5308 | 12 | GB Gauge | 10A单相两极带接地插座最小通规 |  | ACCE | 85#5F-Gauge room | II | 2019-10-08 | 2020-10-07 | EC JZ | Closed | 2014-10-23 11:04 |  |  | 1045 | 东莞市洪梅明艺五金加工厂 | GB 量规
EC5308 | 13 | GB Gauge | 16A单相两极带接地插座最小通规 |  | ACCE | 85#5F-Gauge room | II | 2019-10-08 | 2020-10-07 | EC JZ | Closed | 2014-10-23 11:03 |  |  | 1045 | 东莞市洪梅明艺五金加工厂 | GB 量规
EC5308 | 14 | GB Gauge | 10A单相两极带接地插座止规 |  | ACCE | 85#5F-Gauge room | II | 2019-10-08 | 2020-10-07 | EC JZ | Closed | 2014-10-23 11:02 |  |  | 1023 | 东莞市洪梅明艺五金加工厂 | GB 量规
EC5308 | 15 | GB Gauge | 16A单相两极带接地插座止规 |  | ACCE | 85#5F-Gauge room | II | 2019-10-08 | 2020-10-07 | EC JZ | Closed | 2014-10-23 11:01 |  |  | 1023 | 东莞市洪梅明艺五金加工厂 | GB 量规
EC5308 | 16 | GB Gauge | 10A单相两极带接地插座不接触规 |  | ACCE | 85#5F-Gauge room | II | 2019-10-08 | 2020-10-07 | EC JZ | Closed | 2014-10-23 11:00 |  |  | 968 | 东莞市洪梅明艺五金加工厂 | GB 量规
EC5308 | 17 | GB Gauge | 16A单相两极带接地插座不接触规 |  | ACCE | 85#5F-Gauge room | II | 2019-10-08 | 2020-10-07 | EC JZ | Closed | 2014-10-23 10:59 |  |  | 968 | 东莞市洪梅明艺五金加工厂 | GB 量规
EC5308 | 18 | GB Gauge | 10A单相两极双用圆插部分通规 |  | ACCE | 85#5F-Gauge room | II | 2019-10-08 | 2020-10-07 | EC JZ | Closed | 2014-10-23 10:59 |  |  | 715 | 东莞市洪梅明艺五金加工厂 | GB 量规
EC5308 | 19 | GB Gauge | 10A单相两极双用圆插部分止规 |  | ACCE | 85#5F-Gauge room | II | 2019-10-08 | 2020-10-07 | EC JZ | Closed | 2014-10-23 10:58 |  |  | 660 | 东莞市洪梅明艺五金加工厂 | GB 量规
EC5308 | 2 | GB Gauge | 6A 10A 单相两极带接地插头内量规 |  | ACCE | 85#5F-Gauge room | II | 2019-10-08 | 2020-10-07 | EC JZ | Closed | 2014-10-24 11:26 | 6A 10A 单相两极带接地插头内量规 |  | 715 | 东莞市洪梅明艺五金配件加工厂 | GB l量规
EC5308 | 3 | GB Gauge | 16A单相两极带接地插头内量规 |  | ACCE | 85#5F-Gauge room | II | 2019-10-08 | 2020-10-07 | EC JZ | Closed | 2014-10-24 11:25 | 16A单相两极带接地插头内量规 |  | 715 | 东莞市洪梅明艺五金配件加工厂 | GB 量规
EC5308 | 4 | GB gauge | 10A单相两极带接地插头外量规 |  | ACCE | 85#5F-Gauge room | II | 2019-10-08 | 2020-10-07 | EC JZ | Closed | 2014-10-23 11:13 | 10A单相两极带接地插头外量规 |  | 715 | 东莞市洪梅明艺五金配件加工厂 | GB 量规
EC5308 | 5 | GB gauge |  |  | ACCE | 85#5F-Gauge room | II | 2019-10-08 | 2020-10-07 | EC JZ | Closed | 2014-10-23 11:12 |  |  | 715 | 东莞市洪梅明艺五金加工厂 | GB 量规
EC5308 | 6 | GB Gauge | 10A单相两极插座最大通规 |  | ACCE | 85#5F-Gauge room | II | 2019-10-08 | 2020-10-07 | EC JZ | Closed | 2014-10-23 11:12 |  |  | 836 | 东莞市洪梅明艺五金配件加工厂 | GB 量规
EC5308 | 7 | GB Gauge | 10A单相两极插座最小通规 |  | ACCE | 85#5F-Gauge room | II | 2019-10-08 | 2020-10-07 | EC JZ | Closed | 2014-10-23 11:11 |  |  | 836 | 东莞市洪梅明艺五金配件加工厂 | GB 量规
EC5308 | 8 | GB gauge | 10A单相两极插座止规 |  | ACCE | 85#5F-Gauge room | II | 2019-10-08 | 2020-10-07 | EC JZ | Closed | 2014-10-23 11:07 |  |  | 825 | 东莞市洪梅明艺五金配件加工厂 | GB 量规
EC5308 | 9 | GB Gauge | 10A单相两极插座不接触规 |  | ACCE | 85#5F-Gauge room | II | 2019-10-08 | 2020-10-07 | EC JZ | Closed | 2014-10-23 11:06 |  |  | 825 | 东莞市洪梅明艺五金配件加工厂 | GB 量规
EC5309 |  | Drop test machine | KXT3511 |  | SH HEE | 86#4F-Multimedia test lab | II | 2019-10-30 | 2020-10-29 | ES AW | Closed | 2014-10-22 09:58 | 123 |  | 18000 | 东莞市科翔试验设备有限公司 | 跌落试验机
EC5310 | 1 | GB Gauge | 三相插头内量规16A |  | ACCE | 85#5F-Gauge room | II | 2019-10-08 | 2020-10-07 | EC JZ | Closed | 2014-10-23 10:26 |  |  | 748 | 东莞市洪梅明艺五金加工厂 | GB 量规
EC5310 | 10 | GB Gauge | 三相插座最小通规16A |  | ACCE | 85#5F-Gauge room | II | 2019-10-08 | 2020-10-07 | EC JZ | Closed | 2014-10-23 10:16 |  |  | 1078 | 东莞市洪梅明艺五金加工厂 | GB 量规
EC5310 | 11 | GB Gauge | 三相插座最小通规25A |  | ACCE | 85#5F-Gauge room | II | 2019-10-08 | 2020-10-07 | EC JZ | Closed | 2014-10-23 10:12 |  |  | 1100 | 东莞市洪梅明艺五金加工厂 | GB 量规
EC5310 | 12 | GB Gauge | 三相插座最小通规36A |  | ACCE | 85#5F-Gauge room | II | 2019-10-08 | 2020-10-07 | EC JZ | Closed | 2014-10-23 10:08 |  |  | 1155 | 东莞市洪梅明艺五金加工厂 | GB 量规
EC5310 | 13 | GB Gauge | 三相插座止规16A |  | ACCE | 85#5F-Gauge room | II | 2019-10-08 | 2020-10-07 | EC JZ | Closed | 2014-10-23 10:07 |  |  | 946 | 东莞市洪梅明艺五金加工厂 | GB 量规
EC5310 | 14 | GB Gauge | 三相插座止规25A |  | ACCE | 85#5F-Gauge room | II | 2019-10-08 | 2020-10-07 | EC JZ | Closed | 2014-10-23 10:06 |  |  | 968 | 东莞市洪梅明艺五金加工厂 | GB 量规
EC5310 | 15 | GB Gauge | 三相插座止规36A |  | ACCE | 85#5F-Gauge room | II | 2019-10-08 | 2020-10-07 | EC JZ | Closed | 2014-10-23 10:00 |  |  | 1023 | 东莞市洪梅明艺五金加工厂 | GB 量规
EC5310 | 2 | GB Gauge | 三相插头内量规25A |  | ACCE | 85#5F-Gauge room | II | 2019-10-08 | 2020-10-07 | EC JZ | Closed | 2014-10-23 10:25 |  |  | 748 | 东莞市洪梅明艺五金加工厂 | GB 量规
EC5310 | 3 | GB Gauge | 三相插头内量规36A |  | ACCE | 85#5F-Gauge room | II | 2019-10-08 | 2020-10-07 | EC JZ | Closed | 2014-10-23 10:24 |  |  | 748 | 东莞市洪梅明艺五金加工厂 | GB 量规
EC5310 | 4 | GB Gauge | 三相插头外量规16A |  | ACCE | 85#5F-Gauge room | II | 2019-10-08 | 2020-10-07 | EC JZ | Closed | 2014-10-23 10:23 |  |  | 770 | 东莞市洪梅明艺五金加工厂 | GB 量规
EC5310 | 5 | GB Gauge | 三相插头外量规25A |  | ACCE | 85#5F-Gauge room | II | 2019-10-08 | 2020-10-07 | EC JZ | Closed | 2014-10-23 10:22 |  |  | 770 | 东莞市洪梅明艺五金加工厂 | GB 量规
EC5310 | 6 | GB Gauge | 三相插头外量规36A |  | ACCE | 85#5F-Gauge room | II | 2019-10-08 | 2020-10-07 | EC JZ | Closed | 2014-10-23 10:21 |  |  | 770 | 东莞市洪梅明艺五金加工厂 | GB 量规
EC5310 | 7 | GB Gauge | 三相插座最大通规16A |  | ACCE | 85#5F-Gauge room | II | 2019-10-08 | 2020-10-07 | EC JZ | Closed | 2014-10-23 10:20 |  |  | 1078 | 东莞市洪梅明艺五金加工厂 | GB 量规
EC5310 | 8 | GB Gauge | 三相插座最大通规25A |  | ACCE | 85#5F-Gauge room | II | 2019-10-08 | 2020-10-07 | EC JZ | Closed | 2014-10-23 10:19 |  |  | 1100 | 东莞市洪梅明艺五金加工厂 | GB 量规
EC5310 | 9 | GB Gauge | 三相插座最大通规36A |  | ACCE | 85#5F-Gauge room | II | 2019-10-08 | 2020-10-07 | EC JZ | Closed | 2014-10-23 10:18 |  |  | 1155 | 东莞市洪梅明艺五金加工厂 | GB 量规
EC5311 |  | Digital power meter | 8716C1T | 871406258 | ACCE | 85#5F-ACCE & LUM test lab | II | 2019-10-30 | 2020-10-29 | EC JK | Closed | 2014-11-19 15:38 |  |  | 2950 | 青岛青智仪器有限公司 | 数字电参数测量仪
EC5312 |  | gauge | EN ISO 11806 |  | ACCE | 86#1F-Garden tools test lab (Ⅰ) | II | 2019-10-08 | 2020-10-07 | EC JK | Closed | 2014-10-22 15:59 |  |  | 490 | 上海庞洪工贸有限公司 | 量规棒
EC5313 |  | AC Power Source | 6430 | 643000001268 | HEE | 86#4F-Multimedia test lab | I | 2019-11-05 | 2020-11-04 | SQI | Closed |  | RMB |  | 63233.23 | chroma | 交流电源
EC5314 |  | TV test signal source | TG45BX | 3000038100 | SH HEE | 86#4F-Multimedia test lab | I | 2020-01-13 | 2021-01-12 | JSMI | Closed |  |  |  | 220000 | SHIBASOKU | 视频信号发生器
EC5315 |  | stiff test pin | 直径3mm，长度300mm |  | HA | 86#3F-Home appliance test lab | II | 2019-10-29 | 2020-10-28 | EC JK | Closed | 2014-10-29 13:11 |  |  | 480 | 上海庞洪工贸有限公司 | 铁针
EC5316 |  | pressure meter | Y100B-F 0~0.1Mpa | WI140912315 | SH Lab | 86#1F-Water-proof test lab | I | 2015-11-15 | — | SIMT | Out of service | 2014-11-26 17:38 | 0~0.1Mpa |  | 450 | 上海自动化仪表股份有限公司 | 不锈钢压力表
EC5317 |  | pink noise generator | NG 8280 | 230 | SH HEE | 86#4F-Multimedia test lab | I | 2019-12-24 | 2020-12-23 | JSMI | Closed | 2014-12-16 17:43 |  |  | 51000 | 瑞典 Friborg | 粉红噪声发生器
EC5318 |  | NIST Standard Lamp | 75Q/CL-28V with designation of NIST-RF1480 | 685/285872-14 | LUM | 51#7F-LUM test lab | I | 2014-10-02 | 2019-10-01 | MFG | Calibrating | 2014-11-20 16:53 | USD 8500 |  | 8500 | National institute of Standards and Technology | NIST标准灯
EC5319 |  | Defibrillation Impulse tester | D5-PF | 432720 | Medical | 86#4F-Multimedia test lab | I | 2020-01-11 | 2021-01-10 | SIMT | Closed |  |  |  | 95000 | COMPWEST | 除颤效应测试仪
EC5320 |  | Click Meter | DDA55 | 14041438043 | SH ICT | 86#4F-EMC test lab | I | 2019-03-29 | 2020-03-28 | NIM | Calibrating | 2014-12-16 17:44 |  |  | 305000 | 意大利 AFJ INSTRUMENTS | 喀呖声分析仪
EC5320 | 1 | LISN Line Impedance Stabilization Network | LS16C | 16011438358 | SH ICT | 86#4F-EMC test lab | I | 2019-11-11 | 2020-11-10 | CEPREI | Closed | 2014-12-24 17:16 |  |  | 305000 | 意大利 AFJ INSTRUMENTS | LISN 线路阻抗稳定网络
EC5321 |  | Conducted Comb Generator | CGC-255 | 311221 | EMC | 86#4F-EMC test lab | I | 2018-12-17 | 2019-12-16 | CEPREI | Calibrating |  |  |  | 17500 | compower | 梳型型号发生器
EC5322 |  | Comb Generator | CGO-5100B | 331048 | EMC | 86#4F-EMC test lab | I | 2019-01-25 | 2020-01-24 | CEPREI | Calibrating |  |  |  | 26000 | compower | 梳型号发生器
EC5323 |  | Spectral Irradiance Colorimeter | SPIC-200BW | M127179CA8341121 | LUM | 51#7F-LUM test lab | I | 2019-01-25 | 2020-01-24 | EVERFINE | Calibrating | 2015-01-04 13:41 |  |  | 10800 | 杭州远方光电信息股份有限公司 | 光谱彩色照度计
EC5324 | 1 | SNAS 164-1 | 2N |  | ACCE | 85#5F-ACCE & LUM test lab | II | 2020-02-14 | 2021-02-13 | EC JZ | Closed | 2014-12-09 09:27 |  |  | 600 | 上海强坤机械制造有限公司 | 最小拔出力量规 2N
EC5324 | 10 | SANS 164-2 |  |  | ACCE | 85#5F-ACCE & LUM test lab | II | 2019-08-25 | 2020-08-24 | EC JZ | Closed | 2014-12-09 11:29 |  |  | 1000 | 上海强坤机械制造有限公司 | 最大拔出力量规二插脚（尾部带吊钩）
EC5324 | 11 | SANS 164-3 |  |  | ACCE | 85#5F-ACCE & LUM test lab | II | 2019-08-25 | 2020-08-24 | EC JZ | Closed | 2014-12-09 11:56 |  |  | 1400 | 上海强坤机械制造有限公司 | 最大拔出力量规三插脚（尾部加工一个吊钩）
EC5324 | 12 | SANS164-4 |  |  | ACCE | 85#5F-ACCE & LUM test lab | II | 2019-08-25 | 2020-08-24 | EC JZ | Closed | 2014-12-09 12:02 |  |  | 1900 | 上海强坤机械制造有限公司 | 最大拔出力量规A（尾部加工一个吊钩）
EC5324 | 13 | SANS164-4 |  |  | ACCE | 85#5F-ACCE & LUM test lab | II | 2019-08-25 | 2020-08-24 | EC JZ | Closed | 2014-12-09 12:08 |  |  | 1900 | 上海强坤机械制造有限公司 | 最大拔出力量规B
EC5324 | 14 | SANS164-4 |  |  | ACCE | 85#5F-ACCE & LUM test lab | II | 2019-08-25 | 2020-08-24 | EC JZ | Closed | 2014-12-09 12:09 |  |  | 1900 | 上海强坤机械制造有限公司 | 最大拔出力量规C
EC5324 | 15 | SANS164-5 |  |  | ACCE | 85#5F-ACCE & LUM test lab | II | 2019-08-25 | 2020-08-24 | EC JZ | Closed | 2014-12-09 12:14 |  |  | 1000 | 上海强坤机械制造有限公司 | 最大拔出力量规二插脚（尾部吊钩）
EC5324 | 16 | SANS164-6 |  |  | ACCE | 85#5F-ACCE & LUM test lab | II | 2019-08-25 | 2020-08-24 | EC JZ | Closed | 2014-12-09 12:19 |  |  | 1900 | 上海强坤机械制造有限公司 | 最大拔出力量规二插脚（尾部吊钩）
EC5324 | 2 | SNAS 量规 |  |  | ACCE | 85#5F-ACCE & LUM test lab | II | 2020-02-14 | 2021-02-13 | EC JZ | Closed | 2014-12-09 09:40 |  |  | 600 | 上海强坤机械制造有限公司 | 最小拔出力量规2N
EC5324 | 3 | SNAS 164-2 |  |  | ACCE | 85#5F-ACCE & LUM test lab | II | 2020-02-14 | 2021-02-13 | EC JZ | Closed | 2014-12-09 09:36 |  |  | 600 | 上海强坤机械制造有限公司 | 最小拔出力量规
EC5324 | 4 | SANS164-3 |  |  | ACCE | 85#5F-ACCE & LUM test lab | II | 2020-02-14 | 2021-02-13 | EC JZ | Closed | 2014-12-09 11:31 |  |  | 600 | 上海强坤机械制造有限公司 | 最小拔出力量规1.5N
EC5324 | 5 | SANS164-4 |  |  | ACCE | 85#5F-ACCE & LUM test lab | II | 2020-02-14 | 2021-02-13 | EC JZ | Closed | 2014-12-09 11:59 |  |  | 600 | 上海强坤机械制造有限公司 | 最小拔出力量规2N
EC5324 | 6 | SANS164-5 |  |  | ACCE | 85#5F-ACCE & LUM test lab | II | 2020-02-14 | 2021-02-13 | EC JZ | Closed | 2014-12-09 12:12 |  |  | 600 | 上海强坤机械制造有限公司 | 最小拔出力量规圆头1.5N
EC5324 | 7 | SANS164-6 |  |  | ACCE | 85#5F-ACCE & LUM test lab | II | 2020-02-14 | 2021-02-13 | EC JZ | Closed | 2014-12-09 12:18 |  |  | 800 | 上海强坤机械制造有限公司 | 最小拔出力量规 2N
EC5324 | 8 | SNAS 164-1 |  |  | ACCE | 85#5F-ACCE & LUM test lab | II | 2019-08-25 | 2020-08-24 | EC JZ | Closed | 2014-12-09 09:32 |  |  | 1400 | 上海强坤机械制造有限公司 | 最大拔出力量规（尾部有吊钩）
EC5324 | 9 | SANS 164-2 |  |  | ACCE | 85#5F-ACCE & LUM test lab | II | 2019-08-25 | 2020-08-24 | EC JZ | Closed | 2014-12-09 11:26 |  |  | 1400 | 上海强坤机械制造有限公司 | 最大拔出力量规三插脚（尾部一个吊钩）
EC5325 | 1 | SANS164-2 Annex A |  |  | SH Lab | 85#5F-Gauge room | II | 2019-12-29 | 2020-12-28 | EC JZ | Closed | 2014-12-09 12:51 |  |  | 1000 | 上海强坤机械制造有限公司 | SANS164-2 Annex A 量规
EC5325 | 2 | SANS 164-2 Annex B |  |  | SH Lab | 85#5F-Gauge room | II | 2019-12-29 | 2020-12-28 | EC JZ | Closed | 2014-12-09 12:54 |  |  | 800 | 上海强坤机械制造有限公司 | SANS 164-2 Annex B量规
EC5325 | 3 | SANS 164-2 Annex C |  |  | SH Lab | 85#5F-Gauge room | II | 2019-12-29 | 2020-12-28 | EC JZ | Closed | 2014-12-09 12:56 |  |  | 1400 | 上海强坤机械制造有限公司 | SANS 164-2 Annex C量规
EC5325 | 4 | SANS 164-3 Annex B |  |  | SH Lab | 85#5F-Gauge room | II | 2019-12-29 | 2020-12-28 | EC JZ | Closed | 2014-12-09 12:58 |  |  | 800 | 上海强坤机械制造有限公司 | SANS 164-3 Annex B量规
EC5325 | 5 | SANS164-3 AnnexC |  |  | SH Lab | 85#5F-Gauge room | II | 2019-12-29 | 2020-12-28 | EC JZ | Closed | 2014-12-09 13:00 |  |  | 800 | 上海强坤机械制造有限公司 | SANS164-3 AnnexC 量规
EC5325 | 6 | SANS 164-3 AnnexD1 |  |  | SH Lab | 85#5F-Gauge room | II | 2019-12-29 | 2020-12-28 | EC JZ | Closed | 2014-12-09 13:03 |  |  | 1400 | 上海强坤机械制造有限公司 | SANS 164-3 AnnexD1 量规
EC5325 | 7 | SANS 164-3 AnnexD2 |  |  | SH Lab | 85#5F-Gauge room | II | 2019-12-29 | 2020-12-28 | EC JZ | Closed | 2014-12-09 13:04 |  |  | 1400 | 上海强坤机械制造有限公司 | SANS 164-3 AnnexD2量规
EC5325 | 8 | SANS 164-4 AnnexD1 |  |  | SH Lab | 85#5F-Gauge room | II | 2019-12-29 | 2020-12-28 | EC JZ | Closed | 2014-12-09 13:06 |  |  | 2000 | 上海强坤机械制造有限公司 | SANS 164-4 AnnexD1
EC5325 | 9 | SANS 164-4 AnnexD2 |  |  | SH Lab | 85#5F-Gauge room | II | 2019-12-29 | 2020-12-28 | EC JZ | Closed | 2014-12-09 13:08 |  |  | 2000 | 上海强坤机械制造有限公司 | SANS 164-4 AnnexD2
EC5326 |  | Dc electric generator |  |  | SH Lab | 86#2F-Power supply test lab | III | 2015-01-20 | — | ES CZ | Closed | 2014-12-10 15:33 |  |  | 10800 | 上海芯利电子科技有限公司 | 直流电弧发生器
EC5326 | 1 | Digital caliper | 100mm |  | PS | 86#2F-Power supply test lab | I | 2019-11-07 | 2020-11-06 | JSMI | Closed | 2015-04-30 16:26 |  |  | 0 |  | 数显尺
EC5327 |  | Rack for life test |  |  | SH Lab | 51#7F-LUM test lab | I | 2019-09-09 | 2020-09-08 | SETRI | Closed | 2014-12-10 16:38 |  |  | 46000 | 上海芯利电子科技有限公司 | 灯具寿命测试架
EC5328 |  | Controlling device for aging rack |  |  | SH Lab | 51#7F-LUM test lab | I | 2019-09-09 | 2020-09-08 | SETRI | Closed | 2014-12-10 16:42 |  |  | 19500 | 上海芯利电子科技有限公司 | 灯具寿命测试架控制系统
EC5328 | 1 | ageing rack | 16路电压采集系统 |  | LUM | 51#7F-LUM test lab | I | 2019-08-21 | 2020-08-20 | JSMI | Closed | 2016-06-22 14:11 |  |  | 11600 | 上海芯利电子科技有限公司 | 灯具寿命测试架控制系统（16路电压采集系统）
EC5329 | 1 | Electrical battery testing device | CT-3008-10V3A-S1-F | T1412-076052 | PPT | 51#7F-PPT test lab | I | 2019-12-19 | 2020-12-18 | JSMI | Closed | 2014-12-16 18:58 |  |  | 7000 | 深圳市新威新能源技术有限公司 | 电池测试设备10V3A
EC5329 | 2 | Electrical battery testing device | CT-3008-10V3A-S1-F | T1412-076053 | PPT | 51#7F-PPT test lab | I | 2019-12-19 | 2020-12-18 | JSMI | Closed | 2014-12-16 18:59 |  |  | 7000 | 深圳市新威新能源技术有限公司 | 电池测试设备10V3A
EC5330 | 1 | Electrical battery testing device | CT-3008-5V3A-S1-F | T1412-076054 | PPT | 51#7F-PPT test lab | I | 2019-12-19 | 2020-12-18 | JSMI | Closed | 2014-12-16 19:02 |  |  | 6000 | 深圳市新威新能源技术有限公司 | 电池测试设备5V3A
EC5330 | 2 | Electrical battery testing device | CT-3008-5V3A-S1-F | T1412-076055 | PPT | 51#7F-PPT test lab | I | 2019-12-19 | 2020-12-18 | JSMI | Closed | 2014-12-16 19:03 |  |  | 6000 | 深圳市新威新能源技术有限公司 | 电池测试设备5V3A
EC5330 | 3 | Electrical battery testing device | CT-3008-5V3A-S1-F | T1412-076056 | PPT | 51#7F-PPT test lab | I | 2019-12-19 | 2020-12-18 | JSMI | Closed | 2014-12-16 19:04 |  |  | 6000 | 深圳市新威新能源技术有限公司 | 电池测试设备5V3A
EC5330 | 4 | Electrical battery testing device | CT-3008-5V3A-S1-F | T1412-076070 | PPT | 51#7F-PPT test lab | I | 2019-12-19 | 2020-12-18 | JSMI | Closed | 2014-12-16 19:07 |  |  | 6000 | 深圳市新威新能源技术有限公司 | 电池测试设备5V3A
EC5331 | 1 | Electrical battery testing device | CT-4008-5V3A-S1-F（高速） | T1412-076057 | PPT | 51#7F-PPT test lab | I | 2019-12-19 | 2020-12-18 | JSMI | Closed | 2014-12-16 19:09 |  |  | 7500 | 深圳市新威新能源技术有限公司 | 电池测试设备5V3A（高速）
EC5331 | 2 | Electrical battery testing device | CT-4008-5V3A-S1-F（高速） | T1412-076058 | PPT | 51#7F-PPT test lab | I | 2019-12-19 | 2020-12-18 | JSMI | Closed | 2014-12-16 19:10 |  |  | 7500 | 深圳市新威新能源技术有限公司 | 电池测试设备5V3A（高速）
EC5331 | 3 | Electrical battery testing device | CT-4008-5V3A-S1-F（高速） | T1412-076059 | PPT | 51#7F-PPT test lab | I | 2019-12-19 | 2020-12-18 | JSMI | Closed | 2014-12-16 19:11 |  |  | 7500 | 深圳市新威新能源技术有限公司 | 电池测试设备5V3A（高速）
EC5331 | 4 | Electrical battery testing device | CT-4008-5V3A-S1-F（高速） | T1412-076060 | PPT | 51#7F-PPT test lab | I | 2019-12-19 | 2020-12-18 | JSMI | Closed | 2014-12-16 19:12 |  |  | 7500 | 深圳市新威新能源技术有限公司 | 电池测试设备5V3A（高速）
EC5332 | 1 | Electrical battery testing device | CT-4008-10V6A-FA（高速） | T1412-076061 | PPT | 51#7F-PPT test lab | I | 2019-12-19 | 2020-12-18 | JSMI | Closed | 2014-12-18 12:35 |  |  | 9000 | 深圳市新威新能源技术有限公司 | 电池测试设备10V6A（高速）
EC5332 | 2 | Electrical battery testing device | CT-4008-10V6A-FA（高速） | T1412-076062 | PPT | 51#7F-PPT test lab | I | 2019-12-19 | 2020-12-18 | JSMI | Closed | 2014-12-18 12:37 |  |  | 9000 | 深圳市新威新能源技术有限公司 | 电池测试设备10V6A（高速）
EC5333 | 1 | Electrical battery testing device | CT-4008-15V50mA-S1-F（高速） | T1412-076063 | PPT | 51#7F-PPT test lab | I | 2019-12-19 | 2020-12-18 | JSMI | Closed | 2014-12-18 12:38 |  |  | 8500 | 深圳市新威新能源技术有限公司 | 电池测试设备15V50mA
EC5333 | 2 | Electrical battery testing device | CT-4008-15V50mA-S1-F（高速） | T1412-076064 | PPT | 51#7F-PPT test lab | I | 2019-12-19 | 2020-12-18 | JSMI | Closed | 2014-12-18 12:39 |  |  | 8500 | 深圳市新威新能源技术有限公司 | 电池测试设备15V50mA
EC5333 | 3 | Electrical battery testing device | CT-4008-15V50mA-S1-F（高速） | T1412-076065 | PPT | 51#7F-PPT test lab | I | 2019-12-19 | 2020-12-18 | JSMI | Closed | 2014-12-18 12:40 |  |  | 8500 | 深圳市新威新能源技术有限公司 | 电池测试设备15V50mA
EC5333 | 4 | Electrical battery testing device | CT-4008-15V50mA-S1-F（高速） | T1412-076066 | PPT | 51#7F-PPT test lab | I | 2019-12-19 | 2020-12-18 | JSMI | Closed | 2014-12-18 12:42 |  |  | 8500 | 深圳市新威新能源技术有限公司 | 电池测试设备15V50mA
EC5334 |  | Electrical battery testing device | CT-4008-60V10A-NA | T1412-076067 | PPT | 51#7F-PPT test lab | I | 2019-12-19 | 2020-12-18 | JSMI | Closed | 2014-12-18 12:42 |  |  | 78000 | 深圳市新威新能源技术有限公司 | 电池测试设备60V10A
EC5335 |  | Robustness of terminations tester |  |  | ACCE | Shibei PV lab | II | 2017-12-14 | — | EC JZ | Out of service | 2014-12-18 15:23 | 封存 |  | 30700 | 上海芯利电子科技有限公司 | 引出端测试装置
EC5335 | 1 | protracter |  |  | PV | Shibei PV lab | I | 2015-03-22 | — | SIMT | Out of service |  | 封存 |  | 0 | 上海芯利电子科技有限公司 | 量角器
EC5336 |  | DC Power Source | 62050P-100-100 |  | ICT | 86#4F-Multimedia test lab | I | 2020-01-02 | 2021-01-01 | JSMI | Closed |  |  |  | 42844 | CHORMA | 直流电源
EC5337 |  | DC Load | 63640-80-80*2+63600-2 | 2015F11-10-000056 | ICT | 86#4F-Multimedia test lab | I | 2019-06-05 | 2020-06-04 | JSMI | Closed |  |  |  | 40368 | chroma | 直流电子负载
EC5338 |  | Signal analyzer (spectrometer) | N9030A |  | EMC | 86#4F-EMC test lab | I | 2019-03-05 | 2020-03-04 | CEPREI | Calibrating |  |  |  | 188467.98 | keysight Technologies | 信号分析仪（频谱仪）
EC5338 | 1 | Signal analyzer (spectrometer) | 50M-18GHz（U2021X） |  | EMC | 86#4F-EMC test lab | I | 2019-03-05 | 2020-03-04 | CEPREI | Calibrating |  |  |  | 188467.98 | keysight Technologies | 信号分析仪（频谱仪）
EC5338 | 2 | Signal analyzer (spectrometer) | N5181A |  | EMC | 86#4F-EMC test lab | I | 2019-03-05 | 2020-03-04 | CEPREI | Calibrating |  |  |  | 188467.98 | keysight Technologies | 信号分析仪（频谱仪）
EC5339 |  | Temperature and humidity recorder | S320TH | S320TH553J | SH Lab | 51#7F-LUM test lab | I | 2019-12-02 | 2020-12-01 | JSMI | Closed | 2014-12-25 17:56 | S320TH |  | 1850 | 深圳市华图测控系统有限公司 | 温湿度记录仪
EC5340 |  | Temperature and humidity recorder | S320TH | S320TH555E | SH Lab | 51#7F-LUM test lab | I | 2020-01-07 | 2021-01-06 | JSMI | Closed | 2014-12-25 18:00 | S320TH |  | 1850 | 深圳市华图测控系统有限公司 | 温湿度记录仪
EC5341 |  | Starting voltage measurement circuit box for ignitors | 定制 |  | SH Lab | 51#7F-LUM test lab | I | 2019-04-09 | 2020-04-08 | SETRI | Closed | 2015-04-08 15:45 | IEC 61347 -2-1 Fig.1 |  | 3000 | 上海锐得电子有限公司 | 高强度气体放电灯用电子镇流器启动电压测试装置
EC5342 |  | 120K Ohm Resistor | 自制 |  | SH Lab | 86#3F-Home appliance test lab | II | 2020-01-10 | 2021-01-09 | EC JK | Closed | 2015-02-03 17:49 |  |  | 1 | Intertek SH（自制） | 120K Ohm 电阻盒
EC5343 |  | Daily check box | 1933 | 800939 | QD | Qindao test lab | I | 2019-03-20 | 2020-03-19 | GRGT | Calibrating |  |  |  | 3400 | 华仪电子 | 日常检查盒
EC5344 |  | weight | 156N |  | SH Lab | 86#3F-Construction test lab (Ⅱ) | III | 2014-12-30 | — | ES HG | Closed | 2014-12-30 17:03 |  |  | 1960 | 上海庞洪工贸有限公司 | 重物
EC5345 |  | Active Loop Antenna | FMZB1519 | 1519-059 | EMC | 86#6F-Control room | I | 2019-03-15 | 2020-03-14 | SIMT | Calibrating |  |  |  | 37500 | SCHWARZBECK | 环形天线
EC5346 |  | Burner wing top |  |  | SH Lab | 86#1F-Environment test lab | II | 2020-01-15 | 2021-01-14 | ES AW | Closed | 2015-03-18 09:44 |  |  | 1600 | 上海庞洪工贸有限公司 | 燃烧嘴
EC5347 |  | dial-gauge MICROMETER |  |  | SH Lab | 86#1F-Environment test lab | II | 2020-01-15 | 2021-01-14 | ES AW | Closed | 2015-03-18 09:48 |  |  | 500 | 上海庞洪工贸有限公司 | 带压力千分尺
EC5348 |  | gauge |  |  | SH Lab | 86#1F-Environment test lab | II | 2020-01-15 | 2021-01-14 | EC JK | Closed | 2015-03-18 09:50 |  |  | 480 | 上海庞洪工贸有限公司 | 燃烧架
EC5349 |  | Magnifier | PEAK1975-7X |  | SH Lab | 86#4F-Multimedia test lab | I | 2019-02-25 | 2020-02-24 | SIMT | Calibrating | 2015-02-11 13:34 | 7X |  | 460 | JAPAN PEAK | 放大镜
EC5350 |  | Magnifier | PEAK2016-15X |  | SH Lab | 86#4F-Multimedia test lab | I | 2019-02-25 | 2020-02-24 | SIMT | Calibrating | 2015-02-11 13:36 | 15X |  | 690 | JAPAN PEAK | 放大镜
EC5351 |  | Magnifier | PEAK1960-5X |  | SH Lab | 86#4F-Multimedia test lab | III | 2015-01-19 | — | MFG | Closed | 2015-09-01 11:33 | 注：2015/01 已改为普通工具 |  | 130 | JAPAN PEAK | 放大镜（5X）
EC5352 |  | Rubber aging test chamber |  |  | SH Lab | 86#3F-Home appliance test lab | III | 2015-03-13 | — | ES HG | Closed | 2015-03-13 14:13 |  |  | 27000 | 苏州安皇仪器有限公司 | 橡胶老化测试箱
EC5352 | 1 | pressure gage |  |  | ACCE | 86#3F-Home appliance test lab | I | 2019-06-21 | 2020-06-20 | JSMI | Closed | 2015-03-13 14:09 |  |  | 330 |  | 压力表
EC5352 | 2 | thermometer |  |  | ACCE | 86#3F-Home appliance test lab | II | 2020-01-15 | 2021-01-14 | ES AW | Closed | 2015-03-13 14:11 |  |  | 2000 | 北京汇邦科技有限公司 | 温度计
EC5352 | 3 | timer |  |  | HA | 86#1F-1F Power distribution room | I | 2019-06-20 | 2020-06-19 | JSMI | Closed | 2015-07-29 17:26 |  |  | 0 | 上海拓普电器有限公司 | 计时器
EC5353 |  | Oscilloscope probe | P5122 |  | AV | 86#4F-Multimedia test lab | I | 2016-01-27 | — | SIMT | Disposal | 2015-01-18 12:04 | 封存.2017.1.20100：1 200MHz |  | 1 | tek | 示波器探头
EC5354 |  | Twisted-pair cable equipment | 定制 |  | SH Lab | 86#4F-Multimedia test lab | I | 2019-04-09 | 2020-04-08 | SETRI | Closed | 2015-01-27 12:58 |  |  | 26000 | 上海海悦电子科技有限公司 | 双绞线测试设备
EC5354 | 1 | Weight of Twisted-pair cable equipment | 定制 |  | SH Lab | 86#4F-Multimedia test lab | I | 2019-04-09 | 2020-04-08 | SETRI | Closed | 2015-01-27 12:59 |  |  | 0 | 上海海悦电子科技有限公司 | 双绞线测试设备砝码（27N）
EC5354 | 2 | Weight of Twisted-pair cable equipment（27N） | 定制 |  | SH Lab | 86#4F-Multimedia test lab | I | 2019-04-09 | 2020-04-08 | SETRI | Closed | 2015-01-27 13:02 |  |  | 0 | 上海海悦电子科技有限公司 | 双绞线测试设备砝码（27N）
EC5354 | 3 | Weight of Twisted-pair cable equipment（27N） | 定制 |  | SH Lab | 86#4F-Multimedia test lab | I | 2019-04-09 | 2020-04-08 | SETRI | Closed | 2015-01-27 13:02 |  |  | 0 | 上海海悦电子科技有限公司 | 双绞线测试设备砝码（27N）
EC5354 | 4 | Weight of Twisted-pair cable equipment（13.5N） | 定制 |  | SH Lab | 86#4F-Multimedia test lab | I | 2019-04-09 | 2020-04-08 | SETRI | Closed | 2015-01-27 13:03 |  |  | 0 | 上海海悦电子科技有限公司 | 双绞线测试设备砝码（13.5N）
EC5354 | 5 | Weight of Twisted-pair cable equipment（13.5N） | 定制 |  | SH Lab | 86#4F-Multimedia test lab | I | 2019-04-09 | 2020-04-08 | SETRI | Closed | 2015-01-27 13:04 |  |  | 0 | 上海海悦电子科技有限公司 | 双绞线测试设备砝码（13.5N）
EC5354 | 6 | Weight of Twisted-pair cable equipment（3.6N） | 定制 |  | SH Lab | 86#4F-Multimedia test lab | I | 2019-04-09 | 2020-04-08 | SETRI | Closed | 2015-01-27 13:05 |  |  | 0 | 上海海悦电子科技有限公司 | 双绞线测试设备砝码（3.6N）
EC5354 | 7 | Weight of Twisted-pair cable equipment（3.4N） | 定制 |  | SH Lab | 86#4F-Multimedia test lab | I | 2019-04-09 | 2020-04-08 | SETRI | Closed | 2015-01-27 13:06 |  |  | 0 | 上海海悦电子科技有限公司 | 双绞线测试设备砝码（3.4N）
EC5354 | 8 | Weight of Twisted-pair cable equipment（0.85N） | 定制 |  | SH Lab | 86#4F-Multimedia test lab | I | 2019-04-09 | 2020-04-08 | SETRI | Closed | 2015-01-27 13:19 |  |  | 0 | 上海海悦电子科技有限公司 | 双绞线测试设备砝码（0.85N）
EC5354 | 9 | Weight of Twisted-pair cable equipment（0.85N） | 定制 |  | SH Lab | 86#4F-Multimedia test lab | I | 2019-04-09 | 2020-04-08 | SETRI | Closed | 2015-01-27 13:20 |  |  | 0 | 上海海悦电子科技有限公司 | 双绞线测试设备砝码（0.85N）
EC5355 |  | pressure meter | Y-100BF/Z 0~1.6MPA | 0A150129304 | Retailer | 51#7F-PPT test lab | I | 2019-01-18 | 2020-04-17 | JSMI | Calibrating | 2015-02-11 12:48 |  |  | 450 | 上海自伟自动化仪表有限公司 | 压力表（0~1.6MPA，1.6级）
EC5356 |  | digital multimeter | 289C | 29510122 | CIXI | Yuyao test lab | II | 2020-01-22 | 2021-01-21 | EC JZ | Closed | 2015-01-27 11:27 |  |  | 4250 | FLUKE Corporation | 数字万用表 FLUKE 289C
EC5357 |  | test finger |  |  | SH Lab | 86#3F-Home appliance test lab | II | 2020-01-29 | 2021-01-28 | EC JK | Closed | 2015-01-29 17:28 |  |  | 1400 | 上海庞洪工贸有限公司 | 测试指
EC5358 |  | test finger |  |  | CX | Yuyao test lab | II | 2019-04-06 | 2020-04-05 | EC JK | Closed | 2015-02-02 09:56 |  |  | 1400 | 上海庞洪工贸有限公司 | 测试指
EC5359 |  | test load |  |  | CIXI | CIXI test lab | II | 2019-04-06 | 2020-04-05 | ES AW | Closed | 2015-02-11 11:22 |  |  | 1240 | 上海庞洪工贸有限公司 | 测试负载
EC5360 |  | test hook |  |  | QD | Qindao test lab | II | 2020-03-06 | 2021-03-05 | EC JZ | Closed | 2015-03-13 13:06 |  |  | 490 | 上海庞洪工贸有限公司 | 测试钩
EC5361 |  | test plane |  |  | QD | Qindao test lab | II | 2019-05-08 | 2020-05-07 | EC JZ | Closed | 2015-05-10 14:18 |  |  | 490 | 上海庞洪工贸有限公司 | 测试板
EC5362 |  | test pin |  |  | QD | Qindao test lab | II | 2019-05-08 | 2020-05-07 | EC JZ | Closed | 2015-05-10 14:20 |  |  | 490 | 上海庞洪工贸有限公司 | 测试棒
EC5363 |  | DC high voltage tester | MS2674 | 27357 | SH Lab | 51#7F-LUM test lab | I | 2019-07-30 | 2020-07-29 | JSMI | Closed | 2015-03-12 13:54 |  |  | 6600 | 南京民盛电子仪器有限公司 | 直流耐压测试仪（15KV DC）
EC5364 |  | the wind direction sensor | BLF1-X 51278.68.220 | 1405003 | SH Wind | BJ IW test lab | I | 2015-11-20 | 2017-11-19 | NCFMM | Closed | 2016-01-12 11:59 |  |  | 2950 | 浙江贝良风能电子科技有限公司 | 风向传感器
EC5365 |  | 5J vertical hammer |  |  | HA | 86#3F-Construction test lab (Ⅱ) | II | 2019-05-04 | 2020-05-03 | ES AW | Closed | 2015-06-09 10:21 |  |  | 2000 | 上海强坤机械制造有限公司 | 5J 跌落冲击
EC5366 |  | 5J impact hammer |  |  | SH Lab | 51#7F-LUM test lab | II | 2019-05-04 | 2020-05-03 | ES AW | Closed | 2015-06-09 10:26 |  |  | 2000 | 上海强坤机械制造有限公司 | 5J 跌落冲击
EC5367 |  | flexing machine |  |  | CIXI | CIXI test lab | II | 2019-04-06 | 2020-04-05 | ES AW | Closed | 2015-03-13 10:04 |  |  | 32900 | 上海强坤机械制造有限公司 | 弯折机
EC5368 |  | Microammeter | C65 | 71721 | SH Lab | 51#7F-LUM test lab | I | 2019-03-11 | 2020-03-10 | JSMI | Calibrating | 2015-03-04 17:35 | 10-20-50-100-200-500-1000uA |  | 1725 | 哈尔滨电表仪器厂有限公司 | 微安计
EC5369 |  | Ambient Temperature and Humidity Tester | S320TH | S320TH553H | QD | Qindao test lab | I | 2019-01-24 | 2020-01-23 | GRGT | Calibrating | 2015-02-11 12:56 |  |  | 2250 | 深圳市华图测控系统有限公司 | 温湿度记录仪S320TH
EC5370 |  | Ambient Temperature and Humidity Tester | S320TH | S320TH553Q | QD | Qindao test lab | I | 2020-01-13 | 2021-01-12 | GRGT | Closed | 2015-02-11 12:57 |  |  | 2250 | 深圳市华图测控系统有限公司 | 温湿度记录仪S320TH
EC5371 |  | Test apparatus for ground recessed luminaries | 定制 |  | LUM | 51#7F-LUM test lab | I | 2019-01-12 | 2020-01-11 | SETRI | Calibrating | 2015-04-22 16:14 |  |  | 45000 | 上海海悦电子科技有限公司 | 地面嵌入式灯具测试设备
EC5372 | 1 | CO test instrment | 300PPM |  | SH Lab | Shibei PV lab | I | 2017-04-26 | — | SIMT | Out of service | 2015-04-14 10:19 |  |  | 15000 | OLDHAM | 一氧化碳测试仪
EC5372 | 2 | CO test instrument | 1000PPM |  | SH Lab | Shibei PV lab | I | 2017-04-26 | — | SIMT | Out of service | 2015-04-14 10:16 |  |  | 15000 | OLDHAM | 一氧化碳测试仪
EC5372 | 3 | CO test chamber |  |  | HA | Shibei PV lab | III | 2015-03-19 | — | ES CZ | Closed | 2015-04-23 13:45 |  |  | 78000 | 上海芯利电子科技有限公司 | 一氧化碳测试箱
EC5373 |  | test probe IEC61032 Probe C | IEC61032 Probe C |  | QD | Qindao test lab | II | 2020-03-06 | 2021-03-05 | EC JZ | Closed | 2015-04-13 13:37 |  |  | 480 | 上海强坤机械制造有限公司 | IEC61032 Probe C 测试指
EC5374 |  | test probe figure 2C | Figure 2C |  | QD | Qindao test lab | II | 2020-03-06 | 2021-03-05 | EC JZ | Closed | 2015-04-13 13:40 |  |  | 700 | 上海强坤机械制造有限公司 | 测试指 Figure 2C
EC5375 |  | straight test probe IEC60065 Clause9.1.4 | IEC60065 Clause9.1.4 |  | QD | Qindao test lab | II | 2020-03-06 | 2021-03-05 | EC JZ | Closed | 2015-04-13 14:11 |  |  | 400 | 上海强坤机械制造有限公司 | test probe D 测试指
EC5376 |  | steel sphere | 直径：50.8mm, 0.535公斤 |  | HA | 86#3F-Home appliance test lab | II | 2020-03-06 | 2021-03-05 | ES AW | Closed | 2015-03-13 13:50 |  |  | 480 | 上海强坤机械制造有限公司 | 钢球
EC5377 |  | IP2X unjointed test probe | IP2X 无关节测试指 |  | QD | Qindao test lab | II | 2020-03-06 | 2021-03-05 | EC JZ | Closed | 2015-04-13 14:14 |  |  | 2200 | 上海强坤机械制造有限公司 | IP2X 无关节测试指
EC5378 |  | test plug |  |  | QD | Qindao test lab | II | 2020-03-06 | 2021-03-05 | EC JZ | Closed | 2015-04-13 14:17 |  |  | 1200 | 上海强坤机械制造有限公司 | 测试针
EC5379 |  | test probe 19 | EN61032 test probe 19 |  | QD | Qindao test lab | II | 2020-03-06 | 2021-03-05 | EC JZ | Closed | 2015-04-13 14:19 |  |  | 1800 | 上海强坤机械制造有限公司 | 测试指 19
EC5380 |  | impact test apparatus | IEC60335-2-69 Figure101 |  | HA | 86#3F-Home appliance test lab | II | 2020-03-06 | 2021-03-05 | ES AW | Closed | 2015-03-13 09:45 |  |  | 3600 | 上海强坤机械制造有限公司 | 冲击装置
EC5381 |  | arrangement to verify thefixation of pins in the body of the plug |  |  | XM | Xiamen test lab | II | 2019-06-16 | 2020-06-15 | ES AW | Closed | 2015-05-27 09:25 |  |  | 2200 | 上海强坤机械制造有限公司 | 插头插针拔出力测试装置
EC5382 | 1 | Air conditioner test chamber | 含差试验台 |  | HA | Shibei PV lab | I | 2019-04-25 | 2020-04-24 | SIMT | Closed |  |  |  | 2259000 | 上海欧丞制冷技术有限公司 | 可燃制冷剂空调测试房
EC5382 | 10 | Flammable refrigerant concentration measurement equipment | Primaxir pro |  | HA | Shibei PV lab | III | 2016-06-14 | — | ES JX | Closed |  | 总费用11万RMB |  | 2259000 | 上海欧丞制冷技术有限公司 | 红外可燃气体探测装置
EC5382 | 11 | Air conditioner test chamber | 三工位改造 |  | HA | Shibei PV lab | I | 2019-12-06 | 2020-12-05 | SIMT | Closed |  | 费用645000元 |  | 2259000 | 上海欧丞制冷技术有限公司 | 可燃制冷剂空调测试房
EC5382 | 12 | Air conditioner test chamber | 可燃制冷剂模拟泄露试验装置 |  | HA | Shibei PV lab | I | 2018-12-07 | 2019-12-06 | SIMT | Calibrating |  | 295000元 |  | 2259000 | 上海欧丞制冷技术有限公司 | 可燃制冷剂空调测试房-----可燃制冷剂模拟泄露实验装置
EC5382 | 2 | Air conditioner test chamber | 三相变频电源 AFC-33045T |  | HA | Shibei PV lab | I | 2019-04-25 | 2020-04-24 | SIMT | Closed |  |  |  | 2259000 | 上海欧丞制冷技术有限公司 | 可燃制冷剂空调测试房
EC5382 | 3 | Air conditioner test chamber | WT330 | C2RA16017V | HA | Shibei PV lab | I | 2019-04-25 | 2020-04-24 | SIMT | Closed |  |  |  | 2259000 | 上海欧丞制冷技术有限公司 | 可燃制冷剂空调测试房
EC5382 | 4 | Air conditioner test chamber | 可燃气体检测报警器DF8500PR | 141112469 | HA | Shibei PV lab | I | 2019-05-30 | 2020-05-29 | SIMT | Closed |  |  |  | 2259000 | 上海欧丞制冷技术有限公司 | 可燃制冷剂空调测试房
EC5382 | 5 | Air conditioner test chamber | 可燃气体检测报警器DF8500PR | 141112472 | HA | Shibei PV lab | I | 2019-05-30 | 2020-05-29 | SIMT | Closed |  |  |  | 2259000 | 上海欧丞制冷技术有限公司 | 可燃制冷剂空调测试房
EC5382 | 6 | Air conditioner test chamber | 可燃气体检测报警器DF8500PR | 141112474 | HA | Shibei PV lab | I | 2019-05-30 | 2020-05-29 | SIMT | Closed |  |  |  | 2259000 | 上海欧丞制冷技术有限公司 | 可燃制冷剂空调测试房
EC5382 | 7 | Air conditioner test chamber | 可燃气体检测报警器DF8500PR | 141112475 | HA | Shibei PV lab | I | 2019-05-30 | 2020-05-29 | SIMT | Closed |  |  |  | 2259000 | 上海欧丞制冷技术有限公司 | 可燃制冷剂空调测试房
EC5382 | 8 | Air conditioner test chamber | 可燃气体检测报警器DF8500PR | 141112476 | HA | Shibei PV lab | I | 2019-05-30 | 2020-05-29 | SIMT | Closed |  |  |  | 2259000 | 上海欧丞制冷技术有限公司 | 可燃制冷剂空调测试房
EC5382 | 9 | Air conditioner test chamber | 可燃气体检测报警器DF8500PR | 141112499 | HA | Shibei PV lab | I | 2019-05-30 | 2020-05-29 | SIMT | Closed |  |  |  | 2259000 | 上海欧丞制冷技术有限公司 | 可燃制冷剂空调测试房
EC5383 |  | The three-phase harmonic and flicker analyzer | DPA 503 | P1425135199 | EMC | 86#4F-EMC test lab | I | 2019-07-26 | 2020-07-25 | SQI | Closed |  |  |  | 1880000 | EMTEST | 三相谐波闪烁分析仪
EC5383 | 1 | Three phase flash impedance | AIF 503N32 | V1033107204 | EMC | 86#4F-EMC test lab | I | 2019-09-19 | 2020-09-18 | JSMI | Closed |  |  |  | 1880000 | EMTEST | 三相闪烁阻抗
EC5383 | 2 | 3-phase multifunctional AC/DC poer source | net wave 30 | V1451146049 | EMC | 86#4F-EMC test lab | I | 2019-07-26 | 2020-07-25 | SIMT | Closed |  |  |  | 1880000 | EMTEST | 三相多功能交流/直流电源
EC5384 |  | 5M tapeline | TX34-5M |  | SH HEE | 86#4F-Multimedia test lab | III | 2015-03-04 | — | SIMT | Closed | 2015-03-13 16:28 | 2015.06.22 |  | 50.9 | Starrett Company | 5米卷尺
EC5385 |  | Slide-Wire Resistor | BX8-66 |  | CIXI | Yuyao test lab | III | 2015-04-09 | — | ES HG | Closed | 2015-04-21 09:40 |  |  | 6500 | 上海文顺电器有限公司 | 滑线变阻器
EC5386 |  | Slide-Wire Resistor | BX8-66 |  | CIXI | Yuyao test lab | III | 2015-04-09 | — | ES HG | Closed | 2015-04-21 09:45 |  |  | 6500 | 上海文顺电器有限公司 | 滑线变阻器
EC5387 |  | 1933 Daily check box | 1933 | 800980 | XM | Xiamen test lab | I | 2019-01-22 | 2020-01-21 | XRCTT | Calibrating | 2015-03-04 13:27 |  |  | 3400 | 华仪电子 | 1933 日常检查盒
EC5388 |  | Residual Votage testing device | 定制 |  | CIXI | Yuyao test lab | II | 2019-04-06 | 2020-04-05 | ES AW | Closed | 2015-03-18 17:35 |  |  | 2500 | 上海芯利电子科技有限公司 | 残余电压测试设备
EC5389 |  | Data Acquisition/Switch Unit 34970A | 34970A | MY44086051 | CIXI | CIXI test lab | II | 2019-03-25 | 2020-03-24 | ES AW | Closed | 2015-04-20 15:02 | Agilent BenchLink Data Logger 3版本4.2.00 |  | 12000 | Keysight Technologies | 数据采集仪34970A
EC5389 | 1 | Data Acquisition/Switch Module 34901A | 34901A | MY41200454 | CIXI | CIXI test lab | II | 2019-03-25 | 2020-03-24 | ES AW | Closed | 2015-04-20 15:07 |  |  | 3500 | Keysight Technologies | 数据采集仪模块34901A
EC5390 |  | Data Acquisition/Switch Unit 34970A | 34970A | MY44086026 | CIXI | CIXI test lab | II | 2019-04-15 | 2020-04-14 | ES AW | Closed | 2015-04-20 15:42 | Agilent BenchLink Data Logger 3版本4.2.00 |  | 12000 | Keysight Technologies | 数据采集仪34970A
EC5390 | 1 | Data Acquisition/Switch Module 34901A | 34901A | MY41200459 | CIXI | CIXI test lab | II | 2019-04-15 | 2020-04-14 | ES AW | Closed | 2015-04-20 15:43 |  |  | 3500 | Keysight Technologies | 数据采集仪模块34901A
EC5391 |  | Data Acquisition/Switch Unit 34972A | 34972A | MY49020090 | CIXI | CIXI test lab | II | 2019-12-17 | 2020-12-16 | ES AW | Closed | 2015-04-20 14:08 | Agilent BenchLink Data Logger 3版本4.2.00 |  | 14000 | Keysight Technologies | 数据采集仪34972A
EC5391 | 1 | Data Acquisition/Switch Module 34901A | 34901A | MY41200470 | CIXI | CIXI test lab | III | 2018-03-25 | — | ES AW | Closed | 2015-04-20 14:10 |  |  | 3500 | Keysight Technologies | 数据采集仪模块34901A
EC5391 | 2 | Data Acquisition/Switch Module 34901A | 34901A | MY41200519 | CIXI | CIXI test lab | III | 2018-03-25 | — | ES AW | Closed | 2015-04-20 14:11 |  |  | 3500 | Keysight Technologies | 数据采集仪模块34901A
EC5392 |  | drop tester |  |  | HA | 86#2F-Performance test lab | I | 2019-04-18 | 2020-04-17 | SETRI | Closed | 2015-07-29 13:10 |  |  | 19400 | 上海强坤机械制造有限公司 | 吸尘器电刷头跌落试验仪
EC5393 |  | drop tester |  |  | QD | Qindao test lab | III | 2015-04-05 | — | ES HG | Closed | 2015-04-14 17:25 |  |  | 3500 | 上海芯利电子科技有限公司 | 跌落板
EC5394 |  | flexing test apparatus | KXT3244 |  | AV | 86#2F-Construction test lab(Ⅰ) | I | 2019-02-22 | 2020-02-21 | SETRI | Calibrating | 2015-04-22 15:40 |  |  | 43000 | 上海芯利电子科技有限公司 | 曲绕测试装置
EC5394 | 1 | Flexing test（voltmeter) | 500V |  | AV | 86#2F-Construction test lab(Ⅰ) | II | 2019-03-22 | 2020-03-21 | EC JK | Closed | 2015-04-22 15:03 |  |  | 43000 | 西安菲凌科电气有限公司 | 曲绕实验装置（电压表）
EC5394 | 2 | current meter |  |  | AV | 86#2F-Construction test lab(Ⅰ) | II | 2019-03-22 | 2020-03-21 | EC JK | Closed | 2015-04-22 15:29 |  |  | 43000 | 西安菲凌科电气有限公司 | 电流表
EC5394 | 3 | current meter |  |  | AV | 86#2F-Construction test lab(Ⅰ) | II | 2019-03-22 | 2020-03-21 | EC JK | Closed | 2015-04-22 15:31 |  |  | 43000 | 西安菲凌科电气有限公司 | 电流表
EC5394 | 4 | current meter |  |  | AV | 86#2F-Construction test lab(Ⅰ) | II | 2019-03-22 | 2020-03-21 | EC JK | Closed | 2015-04-22 15:24 |  |  | 43000 | 西安菲凌科电气有限公司 | 电流表
EC5395 |  | charcoal ignitors testing equipment |  |  | SH Lab | 86#3F-Home appliance test lab | III | 2015-06-02 | — | ES HG | Closed | 2015-06-09 10:52 |  |  | 750 | 上海庞洪工贸有限公司 | 木炭点火器测试装置
EC5396 |  | precast concrete slabs |  |  | HA | 86#3F-Construction test lab (Ⅱ) | III | 2015-05-07 | — | ES CZ | Closed | 2015-05-06 15:31 |  |  | 1112.25 | 上海健琼机电工程有限公司 | 预制混凝土板
EC5396 | 1 | precast concrete slabs |  |  | HA | 86#3F-Construction test lab (Ⅱ) | III | 2015-05-07 | — | ES CZ | Closed | 2015-05-06 15:30 |  |  | 1112.8 | 上海健琼机电工程有限公司 | 预制混凝土板
EC5397 |  | AC frequency converter | AFC-31015T | F314110147 | QD | Qindao test lab | III | 2015-04-15 | — | ES JX | Closed |  |  |  | 46000 | 艾普斯电源 | 变频电源
EC5398 |  | polyethylene discs |  |  | SH Lab | [5 empty] | Equipment arrived, waiting for acceptance check |  |  |  | 500 |  | 聚乙烯片
EC5399 |  | cookware and lid | 180 |  | HA | 86#3F-Home appliance test lab | II | 2019-05-26 | 2020-05-25 | ES AW | Closed | 2015-06-02 11:26 |  |  | 3400 | 上海庞洪工贸有限公司 | 锅子和盖子
EC5400 |  | cookware and lid | 210 |  | HA | 86#3F-Home appliance test lab | II | 2019-05-26 | 2020-05-25 | ES AW | Closed | 2015-06-02 11:28 |  |  | 3400 | 上海庞洪工贸有限公司 | 锅子和盖子
EC5401 |  | cookware and lid | 2400 |  | HA | 86#3F-Home appliance test lab | II | 2019-05-26 | 2020-05-25 | ES AW | Closed | 2015-06-02 11:29 |  |  | 3400 | 上海庞洪工贸有限公司 | 锅子和盖子
EC5402 |  | temperature and humidity recorder | ZJ1-2B | 201408188 | CIXI | CIXI test lab | I | 2015-04-17 | — | SQI | Out of service | 2015-05-05 15:09 | 封存； |  | 1980 | 上海气象仪器厂有限公司 | 温湿度计
EC5403 |  | Winding Equipment | 定制 |  | SH Lab | 86#4F-Multimedia test lab | I | 2019-04-09 | 2020-04-08 | SETRI | Closed | 2015-04-25 09:26 |  |  | 27000 | 上海海悦电子科技有限公司 | 绕线测试设备
EC5404 |  | Climate test chamber | SEWTH-Z-120L | 7020151008 | CIXI | Yuyao test lab | I | 2019-03-27 | 2020-03-26 | JSMI | Calibrating |  |  |  | 399000 | 上海爱斯佩克环境设备有限公司 | 步入式温湿度箱
EC5405 |  | AC/DC digital power meter | WT310-H-C2/C7/G5 （20A） | C2RC13010V | CIXI | Yuyao test lab | I | 2019-04-25 | 2020-04-24 | CIXI | Closed | 2015-05-26 14:38 |  |  | 19000 | YOKOGAWA | 数字功率表（WT310）
EC5406 |  | Digital stroboscope tachometer | DS-3200 | S088971 | SH Lab | 86#1F-Garden tools test lab (Ⅰ) | I | 2016-04-25 | — | JSMI | Out of service | 2015-06-16 14:29 |  |  | 3500 | 台湾路昌 | 频闪测速仪
EC5407 |  | AC digital power meter（three phase） | AN7931X | 1502793005 | CIXI | Yuyao test lab | I | 2019-04-25 | 2020-04-24 | CIXI | Closed | 2015-06-15 19:12 |  |  | 3960 | 青岛艾诺仪器公司 | 三相功率计
EC5408 |  | AC/DC digital power meter（single-phase） | AN8721PV2 | 1503872705 | CIXI | Yuyao test lab | I | 2019-04-25 | 2020-04-24 | CIXI | Closed | 2015-05-26 14:45 |  |  | 4480 | 青岛艾诺仪器公司 | 单相交直流功率计
EC5409 |  | variable transformer | TDGC2j-10-10KVA1Φ |  | QD | Qindao test lab | III | 2015-04-29 | — | ES CZ | Closed | 2015-05-18 12:18 |  |  | 2800 | 上海易盛电压调整器有限公司 | 调压器
EC5410 |  | variable transformer | TDGC2j-10-10KVA1Φ |  | QD | Qindao test lab | III | 2015-05-15 | — | ES CZ | Closed | 2015-05-18 12:23 |  |  | 2800 | 上海易盛电压调整器有限公司 | 调压器
EC5411 |  | DC electronic load | 63630-80-60 | 636308002533 | QD | Qindao test lab | I | 2020-01-07 | 2021-01-06 | GRGT | Closed | 2015-05-13 16:22 | 外框序列号 636002000966，报价为美元 |  | 4419 | 台湾 致茂 | 可编程直流电子负载
EC5412 |  | DC electronic load | 63630-80-60 | 636308002555 | QD | Qindao test lab | I | 2020-01-07 | 2021-01-06 | GRGT | Closed | 2015-05-13 16:24 | 外框序列号 636002000966，报价为美元 |  | 4419 | 台湾致茂 | 可编程直流电子负载
EC5413 |  | Three-phase AC Frequency converter | AFC-33030T | F314110151 | CIXI | CIXI test lab | III | 2015-06-27 | — | CEPREI | Closed |  |  |  | 70000 | 艾普斯电源有限公司 | 三相变频电源
EC5414 |  | AC Power Source | KDF-11005G | F214040046 | CIXI | CIXI test lab | III | 2015-06-27 | — | CEPREI | Closed |  |  |  | 19000 | 艾普斯电源有限公司 | 变频电源
EC5414 | 1 | Variable Voltage Transformer |  | F214040046 | CIXI | Yuyao test lab | III | 2015-06-27 | — | CEPREI | Closed |  | 杭州转移设备EH1488 |  | 19000 |  | 调压器
EC5415 |  | AC Power Source | KDF-11005G | F214020034 | CIXI | CIXI test lab | III | 2015-06-27 | — | CEPREI | Closed |  |  |  | 19000 | 艾普斯电源有限公司 | 变频电源
EC5416 |  | Needle flame tester | KS-02A |  | CIXI | CIXI test lab | II | 2019-04-06 | 2020-04-05 | ES AW | Closed |  |  |  | 33500 | 中山坤尚电子有限公司 | 针焰试验仪
EC5416 | 1 | Gauge | KS-02A |  | YY | Yuyao test lab | II | 2019-04-06 | 2020-04-05 | ES AW | Closed |  |  |  | 33500 | 中山坤尚电子有限公司 | 斜面量块
EC5416 | 2 | Flame Gauge | KS-02A |  | YY | Yuyao test lab | II | 2019-04-06 | 2020-04-05 | ES AW | Closed |  |  |  | 33500 | 中山坤尚电子有限公司 | 火焰量块
EC5416 | 3 | Distance gauge | KS-02A |  | YY | Yuyao test lab | II | 2019-04-06 | 2020-04-05 | ES AW | Closed |  |  |  | 33500 | 中山坤尚电子有限公司 | 距离量块
EC5416 | 4 | Needle flame tester | KS-02A |  | YY | CIXI test lab | I | 2019-04-18 | 2020-04-17 | JSMI | Closed |  |  |  | 33500 | 中山坤尚电子有限公司 | 针焰试验仪----温控器
EC5417 |  | Tracking index tester | KS-01A |  | CIXI | CIXI test lab | II | 2019-04-06 | 2020-04-05 | ES AW | Closed |  |  |  | 36500 | 中山坤尚电子有限公司 | 漏电起痕试验仪
EC5417 | 1 | 4mm Gauge | KS-01A |  | CIXI | CIXI test lab | II | 2019-04-06 | 2020-04-05 | ES AW | Closed |  |  |  | 36500 | 中山坤尚电子有限公司 | 4mm 量块
EC5417 | 2 | 30x40 Gauge | KS-01A |  | CIXI | CIXI test lab | II | 2019-04-06 | 2020-04-05 | ES AW | Closed |  |  |  | 36500 | 中山坤尚电子有限公司 | 30x40量块
EC5417 | 3 | 1N Gauge | KS-01A |  | CIXI | CIXI test lab | II | 2019-04-06 | 2020-04-05 | ES AW | Closed |  |  |  | 36500 | 中山坤尚电子有限公司 | 1N重块
EC5418 |  | Glow-wire tester | KS-03A |  | YY | CIXI test lab | II | 2019-04-06 | 2020-04-05 | ES AW | Closed |  |  |  | 36500 | 中山坤尚电子有限公司 | 灼热丝试验仪
EC5418 | 1 | Height gauge | KS-03A |  | CX | CIXI test lab | III | 2015-03-20 | — | CIXI | Closed |  |  |  | 36500 | 中山坤尚电子有限公司 | 高度尺
EC5418 | 2 | 高度尺 |  |  | YY | CIXI test lab | II | 2019-04-06 | 2020-04-05 | ES AW | Closed |  |  |  | 36500 | 中山坤尚电子有限公司 | 150mm
EC5419 | 0 | IPX1-6 | IPX1~6 |  | CIXI | CIXI test lab | I | 2019-04-03 | 2020-04-02 | SETRI | Closed | 2015-09-17 10:19 |  |  | 124850 | 东莞市科翔试验设备有限公司 | ipx淋雨装置
EC5419 | 1 | IPX1~6 (IPX3~4 pressure meter) | 0~0.2MPa |  | CIXI | CIXI test lab | I | 2015-05-19 | — | SIMT | Repairing | 2015-09-17 10:53 |  |  | 0 | 东莞市科翔试验设备有限公司 | 压力表
EC5419 | 10 | angle gauge | 0~180° |  | CIXI | CIXI test lab | III | 2015-05-19 | — | SMTI | Closed | 2015-09-17 10:40 |  |  | 0 | 东莞科翔试验有限公司设备 | 角度仪
EC5419 | 11 | angle gauge | 0~180° |  | CIXI | CIXI test lab | III | 2015-05-19 | — | SIMT | Closed | 2015-09-17 10:36 |  |  | 0 | 东莞市科翔试验设备有限公司 | 角度仪
EC5419 | 12 | spraying water | KXT1361 |  | CIXI | CIXI test lab | I | 2019-04-03 | 2020-04-02 | SETRI | Closed | 2015-09-17 10:34 |  |  | 0 | 东莞市科翔试验设备有限公司 | 淋水喷头
EC5419 | 13 | IPX5 nozzle | IPX5 |  | CIXI | CIXI test lab | I | 2019-04-03 | 2020-04-02 | SETRI | Closed | 2015-09-17 10:32 |  |  | 0 | 东莞科翔试验设备有限公司 | IPX5 喷嘴
EC5419 | 14 | Nozzle of spraying water |  |  | CIXI | CIXI test lab | I | 2019-04-03 | 2020-04-02 | SETRI | Closed | 2015-09-17 10:30 |  |  | 0 | 东莞科翔试验设备有限公司 | 淋水嘴
EC5419 | 15 | nozzle of spraying water |  |  | CIXI | CIXI test lab | I | 2019-04-03 | 2020-04-02 | SETRI | Closed | 2015-09-17 10:28 |  |  | 0 | 东莞科翔试验设备有限公司 | 淋水喷嘴
EC5419 | 16 | nozzle of spraying water |  |  | CIXI | CIXI test lab | I | 2019-04-03 | 2020-04-02 | SETRI | Closed | 2015-09-17 10:26 |  |  | 0 | 东莞科翔试验设备有限公司 | 淋水喷嘴
EC5419 | 17 | water of purling |  |  | CIXI | CIXI test lab | I | 2019-04-03 | 2020-04-02 | SETRI | Closed | 2015-09-17 10:25 |  |  | 0 | 东莞科翔试验设备有限公司 | 美标洒水喷嘴
EC5419 | 18 | IPX1~2 |  |  | CIXI | CIXI test lab | I | 2019-04-03 | 2020-04-02 | SETRI | Closed | 2015-09-17 10:23 |  |  | 0 | 东莞科翔试验设备有限公司 | IPX1~2
EC5419 | 19 | IPX3~4 | IPX3~4 |  | CIXI | CIXI test lab | I | 2019-04-03 | 2020-04-02 | SETRI | Closed | 2015-09-17 10:22 |  |  | 0 | 东莞科翔试验设备有限公司 | IPX3~4
EC5419 | 2 | pressure meter | 0~3.5kg/cm2 |  | CIXI | CIXI test lab | I | 2017-05-27 | 2018-05-26 | JSMI | Calibrating | 2015-09-17 10:52 |  |  | 0 | 东莞市科翔试验设备有限公司 | 压力表
EC5419 | 20 | ratating table with incline |  |  | CIXI | CIXI test lab | I | 2019-04-03 | 2020-04-02 | SETRI | Closed | 2015-09-17 10:20 |  |  | 0 | 东莞科翔试验设备有限公司 | 倾斜旋转台
EC5419 | 21 | IPX1~6 (IPX3~4 pressure meter) | 0~0.4MPa | jp190413355 | CIXI | CIXI test lab | I | 2019-04-25 | 2020-04-24 | JSMI | Closed |  |  |  | 0 | 东莞市科翔试验设备有限公司 | 压力表（0.4MPa）
EC5419 | 22 | IPX1~6 (IPX3~4 pressure meter) | 0~0.4MPa | jp190413356 | CIXI | CIXI test lab | I | 2019-04-25 | 2020-04-24 | JSMI | Closed |  |  |  | 0 | 东莞市科翔试验设备有限公司 | 压力表（0.4MPa）
EC5419 | 23 | IPX1~6 (IPX3~4 pressure meter) | 0~0.4MPa | jp190413357 | CIXI | CIXI test lab | I | 2019-04-25 | 2020-04-24 | JSMI | Closed |  |  |  | 0 | 东莞市科翔试验设备有限公司 | 压力表（0.4MPa）
EC5419 | 24 | IPX1~6 (IPX3~4 pressure meter) | 0~0.06MPa | jp190413358 | CIXI | CIXI test lab | I | 2019-04-25 | 2020-04-24 | JSMI | Closed |  |  |  | 0 | 东莞市科翔试验设备有限公司 | 压力表（0.06MPa）
EC5419 | 25 | IPX1~6 (IPX3~4 pressure meter) | 0~0.06MPa | jp190413359 | CIXI | CIXI test lab | I | 2019-04-25 | 2020-04-24 | JSMI | Closed |  |  |  | 0 | 东莞市科翔试验设备有限公司 | 压力表（0.06MPa）
EC5419 | 26 | IPX1~6 (IPX3~4 pressure meter) | 0~0.06MPa | jp190413360 | CIXI | CIXI test lab | I | 2019-04-25 | 2020-04-24 | JSMI | Closed |  |  |  | 0 | 东莞市科翔试验设备有限公司 | 压力表（0.06MPa）
EC5419 | 3 | pressure meter | 0~3.5kg/cm2 |  | CIXI | CIXI test lab | I | 2017-05-27 | 2018-05-26 | JSMI | Calibrating | 2015-09-17 10:51 |  |  | 0 | 东莞市科翔试验设备有限公司 | 压力表
EC5419 | 4 | pressure meter | 0~60KPa |  | CIXI | CIXI test lab | I | 2020-02-11 | — | JSMI | Damaged | 2015-09-17 10:49 | 2020/03/02邮件确认损坏 |  | 0 | 上海天湖仪表厂 | 压力表
EC5419 | 5 | pressure meter | 0~60KPa |  | CIXI | CIXI test lab | I | 2019-02-11 | 2020-05-10 | JSMI | Closed | 2015-09-17 10:48 |  |  | 0 | 上海天湖仪表厂 | 压力表
EC5419 | 6 | pressure meter | 0~60KPa |  | CIXI | CIXI test lab | I | 2020-02-11 | — | JSMI | Damaged | 2015-09-17 10:46 | 2020/03/02邮件确认损坏 |  | 0 | 上海天湖仪表厂 | 压力表
EC5419 | 7 | pressure meter | 0~3psi |  | CIXI | CIXI test lab | I | 2015-05-19 | — | SMTI | Repairing | 2015-09-17 10:45 |  |  | 0 | Hong Qi | 压力表
EC5419 | 8 | flow meter | XYJ-CH1KB1M2 K=1687.31N/L |  | CIXI | CIXI test lab | I | 2018-04-26 | 2020-04-25 | SMTI | Closed | 2015-09-17 10:43 |  |  | 0 | 东莞祥粤自动化科技有限公司 | 流量计
EC5419 | 9 | Flow meter | XYJ_CH1KBIM2 K=12724.16N/L |  | CIXI | CIXI test lab | I | 2018-04-26 | 2020-04-25 | SIMT | Closed | 2015-09-17 10:42 |  |  | 0 | 东莞祥粤自动化科技有限公司 | 流量计
EC5420 |  | IPX1~6 | ipx1~2,ipx3~4,IPX3~4淋水，IPX5，倾斜旋转台，UL淋水，UL洒水，控制箱 |  | CIXI | [5 empty] | Equipment arrived, waiting for acceptance check |  |  |  | 124850 | 东莞科翔试验设备有限公司 | IPX1~6
EC5421 |  | pressure test equipment | 5.5/63 |  | SH Lab | 86#3F-Home appliance test lab | III | 2015-05-27 | — | ES CZ | Closed | 2015-05-29 11:12 |  |  | 1350 | 上海飞舟试压泵制造有限公司 | 试压泵
EC5421 | 1 | pressure meter | 100MPa |  | SH Lab | [5 empty] | Equipment arrived, waiting for acceptance check |  |  |  | 0 | 上海仪川仪表厂 | 压力表
EC5422 |  | test probeB | 手掌部分 125mm |  | CIXI | Yuyao test lab | II | 2019-05-07 | 2020-05-06 | EC JZ | Closed | 2015-05-08 14:25 |  |  | 1200 | 上海强坤机械制造有限公司 | 弯曲试验指
EC5423 |  | pressure meter | 0.25MPa 2.5级 | RD150410580 | SH Lab | 86#3F-Home appliance test lab | I | 2019-05-29 | 2020-05-28 | JSMI | Closed | 2015-06-19 16:05 | 0.25MPa Y-60 |  | 220 | 上海自动化仪表股份有限公司 | 压力表（0.25MPa）
EC5424 |  | pressure meter | 0.4MPa 2.5级 | RD150410579 | SH Lab | 86#3F-Home appliance test lab | I | 2019-05-29 | 2020-05-28 | JSMI | Closed | 2015-06-19 16:08 | 0.4MPa |  | 220 | 上海自动化仪表股份有限公司 | 压力表（0.4MPa）
EC5425 |  | pressure meter | 0.6MPa 2.5级 | RD150435583 | SH Lab | 86#3F-Home appliance test lab | I | 2019-05-29 | 2020-05-28 | JSMI | Closed | 2015-06-19 17:44 | 0.6MPa |  | 220 | 上海自动化仪表股份有限公司 | 压力表（0.6MPa）
EC5426 |  | pressure meter | 1MPa 2.5级 | PB150312854 | SH Lab | 86#3F-Home appliance test lab | I | 2019-08-21 | 2020-08-20 | JSMI | Closed | 2015-06-19 17:47 | 1MPa |  | 220 | 上海自动化仪表股份有限公司 | 压力表（1MPa）
EC5427 |  | pressure meter | 2.5MPa 2.5级 | SE150535696 | SH Lab | 86#3F-Home appliance test lab | I | 2019-09-26 | 2020-09-25 | JSMI | Closed | 2015-06-19 17:49 | 2.5MPa |  | 220 | 上海自动化仪表股份有限公司 | 压力表（2.5MPa）
EC5428 |  | pressure meter | 4MPa 2.5级 | RD150429596 | SH Lab | 86#3F-Home appliance test lab | I | 2019-05-29 | 2020-05-28 | JSMI | Closed | 2015-06-19 17:52 | 4MPa |  | 220 | 上海自动化仪表股份有限公司 | 压力表（4MPa）
EC5429 |  | pressure meter | 6MPa 2.5级 | OA140129997 | SH Lab | 86#3F-Home appliance test lab | I | 2019-05-29 | 2020-05-28 | JSMI | Closed | 2015-06-19 17:53 | 6MPa |  | 220 | 上海自动化仪表股份有限公司 | 压力表（6MPa）
EC5430 |  | pressure meter | 16MPa 2.5级 | RD150435584 | SH Lab | 86#3F-Home appliance test lab | I | 2019-05-29 | 2020-05-28 | JSMI | Closed | 2015-06-17 15:56 | 16MPa |  | 220 | 上海自动化仪表股份有限公司 | 压力表（16MPa）
EC5431 |  | pressure meter | 25MPa 2.5级 | QC140310028 | SH Lab | 86#3F-Home appliance test lab | I | 2019-04-28 | 2020-04-27 | JSMI | Closed | 2015-06-19 17:56 | 25MPa |  | 220 | 上海自动化仪表股份有限公司 | 压力表（25MPa）
EC5432 |  | pressure meter | 40MPa 2.5级 | RD150410578 | SH Lab | 86#3F-Home appliance test lab | I | 2019-05-29 | 2020-05-28 | JSMI | Closed | 2015-06-19 17:58 | 40MPa |  | 220 | 上海自动化仪表股份有限公司 | 压力表（40MPa）
EC5433 |  | pressure meter | 60MPa 2.5级 | SE150510732 | SH Lab | 86#3F-Home appliance test lab | I | 2019-05-29 | 2020-05-28 | JSMI | Closed | 2015-06-19 18:01 | 60MPa |  | 220 | 上海自动化仪表股份有限公司 | 压力表（60MPa）
EC5434 |  | polyethylene discs | φ80mm, 厚度2mm |  | SH Lab | 86#3F-Home appliance test lab | II | 2019-05-14 | 2020-05-13 | ES AW | Closed | 2015-05-14 15:12 |  |  | 490 | 上海庞洪工贸有限公司 | 塑料片
EC5435 |  | test lamphoder for IEC/EN 60360 | E27*1 |  | SH Lab | 51#7F-LUM test lab | III | 2015-06-02 | — | EC JZ | Closed | 2015-07-23 11:01 |  |  | 600 | 杭州浙大三色 | 测试灯座
EC5436 |  | Test lampholder | E14*1 |  | SH Lab | 51#7F-LUM test lab | III | 2015-06-02 | — | EC JZ | Closed | 2015-07-23 11:06 |  |  | 600 | 杭州浙大三色 | 测试灯座
EC5437 |  | test lampholder | E22 |  | SH Lab | 51#7F-LUM test lab | III | 2015-06-02 | — | EC JZ | Closed | 2015-07-23 11:09 |  |  | 600 | 杭州浙大三色 | 测试灯座
EC5438 |  | Test lampholder | E15 |  | SH Lab | 51#7F-LUM test lab | III | 2015-06-02 | — | EC JZ | Closed | 2015-07-23 11:10 |  |  | 600 | 杭州浙大三色 | 测试灯座
EC5439 |  | test lampholder | E40 |  | SH Lab | 51#7F-LUM test lab | III | 2015-06-02 | — | EC JZ | Closed | 2015-07-23 11:15 |  |  | 600 | 杭州浙大三色 | 测试灯座
EC5440 |  | Surge tester | GC-12 | ET150928 | QD | Qindao test lab | I | 2019-03-19 | 2020-03-18 | SIMT | Calibrating | 2015-07-27 16:26 |  |  | 10000 | 上海伊缇尔电气有限公司 | 电涌试验仪
EC5441 |  | pressure testing pump |  |  | CIXI | 86#3F-Home appliance test lab | III | 2015-05-27 | — | ES CZ | Closed | 2015-05-29 11:15 |  |  | 1350 | 上海飞舟试压泵制造有限公司 | 试压泵
EC5442 |  | Three-phase active power transmitter | BD-4P | 11404041760011 | SH Wind | 86#1F-Small Wind Turbine Lab | I | 2019-03-15 | 2021-03-14 | SIMT | Closed | 2015-05-25 15:08 | 400V 5A 0~20mA |  | 3900 | 安科瑞电气股份有限公司 | 三相有功功率变送器
EC5443 |  | test fingernail |  |  | CIXI | CIXI test lab | II | 2019-05-22 | 2020-05-21 | EC JZ | Closed | 2015-05-26 10:26 |  |  | 2400 | 上海强坤机械制造有限公司 | 测试指甲
EC5444 |  | test rig for torque on pin supported appliance |  |  | CIXI | CIXI test lab | II | 2019-04-06 | 2020-04-05 | ES AW | Closed | 2015-06-05 15:05 |  |  | 7800 | 上海强坤机械制造有限公司 | 插头扭力测试仪
EC5444 | 1 | socket |  |  | ACCE | CIXI test lab | II | 2019-09-08 | 2020-09-07 | EC JZ | Closed | 2016-09-30 13:50 |  |  | 0 | 上海强坤机械有限公司 | 插座
EC5444 | 2 | socket |  |  | ACCE | CIXI test lab | II | 2019-09-08 | 2020-09-07 | EC JZ | Closed | 2016-09-30 13:52 |  |  | 0 | 上海强坤机械有限公司 | 插座
EC5444 | 3 | socket |  |  | ACCE | CIXI test lab | II | 2019-09-08 | 2020-09-07 | EC JZ | Closed | 2016-09-30 13:56 |  |  | 0 | 上海强坤机械制造有限公司 | 插座
EC5445 |  | 2J impact test apparatus | 2J |  | CIXI | CIXI test lab | I | 2019-06-20 | 2020-06-19 | SETRI | Closed | 2015-06-24 10:21 |  |  | 3000 | 上海强坤机械制造有限公司 | 2J 冲击锤
EC5446 |  | test probe 11 |  |  | CIXI | CIXI test lab | II | 2019-05-22 | 2020-05-21 | EC JZ | Closed | 2015-05-26 14:46 |  |  | 2000 | 上海强坤机械制造有限公司 | 测试指11
EC5447 |  | test sphere |  |  | CIXI | CIXI test lab | II | 2019-04-06 | 2020-04-05 | EC JK | Closed | 2015-05-22 17:17 |  |  | 400 | 上海强坤机械制造有限公司 | 测试球
EC5448 |  | wood sphere |  |  | CIXI | CIXI test lab | II | 2019-04-06 | 2020-04-05 | EC JK | Closed | 2015-05-22 16:31 |  |  | 1400 | 上海强坤机械制造有限公司 | 木球
EC5449 |  | hardened steel pin |  |  | CIXI | CIXI test lab | II | 2019-05-22 | 2020-05-21 | EC JZ | Closed | 2015-05-26 16:38 |  |  | 500 | 上海强坤机械制造有限公司 | 划针
EC5450 |  | rotating spits |  |  | CIXI | CIXI test lab | II | 2019-04-06 | 2020-04-05 | EC JK | Closed | 2015-05-22 17:12 |  |  | 800 | 上海强坤机械制造有限公司 | 圆砝码
EC5451 |  | test probe B |  |  | CIXI | CIXI test lab | II | 2019-05-22 | 2020-05-21 | EC JZ | Closed | 2015-05-26 16:49 |  |  | 1400 | 上海强坤机械制造有限公司 | 测试指B
EC5452 |  | bowl |  |  | CIXI | CIXI test lab | III | 2015-05-22 | — | ES HG | Closed | 2015-05-22 17:34 |  |  | 1200 | 上海强坤机械制造有限公司 | 碗
EC5453 |  | iron bar |  |  | CIXI | CIXI test lab | II | 2019-04-06 | 2020-04-05 | EC JK | Closed | 2015-05-26 16:59 |  |  | 200 | 上海强坤机械制造有限公司 | 铁板
EC5454 |  | HVAC chamber | 定制 |  | QD | Qindao test lab | I | 2019-04-15 | 2020-04-14 | QDIMT | Closed |  | software ver:1.0.5 |  | 1220000 | 中国电器科学研究院有限公司 | 多功能实验室
EC5454 | 1 | frequency conversion power source | AN97010H-10KVA | 1501970107 | QD | Qindao test lab | III | 2015-06-05 | — | MFG | Closed |  |  |  | 1220000 | Ainuo | 单相变频电源
EC5454 | 2 | frequency conversion power source | AN97030TT | 1502970096 | QD | Qindao test lab | III | 2015-06-05 | — | QDIMT | Closed |  |  |  | 1220000 | Ainuo | 三相变频电源
EC5454 | 3 | Electronic scale | 定制 | S13414524 | QD | Qindao test lab | I | 2019-01-23 | 2020-04-22 | GRGT | Calibrating |  |  |  | 1220000 | 中国电器科学研究院有限公司 | 电子秤
EC5454 | 4 | Power meter | WT330 | C2RB26052V | QD | Qindao test lab | I | 2019-04-15 | 2020-04-14 | QDIMT | Closed |  |  |  | 1220000 | 日本横河 | 功率表
EC5454 | 5 | Power meter | WT330 |  | QD | Qindao test lab | I | 2019-04-15 | 2020-04-14 | QDIMT | Closed |  |  |  | 1220000 | 日本横河 | 功率表
EC5454 | 6 | Flowmeter | AXF010G | S5R404303 514 | QD | Qindao test lab | I | 2019-07-22 | 2021-07-21 | SIMT | Closed |  |  |  | 1220000 | 横河电机 | 流量计
EC5454 | 7 | Flowmeter | AXF015G | S5R404304 514 | QD | Qindao test lab | I | 2019-11-20 | 2021-11-19 | SIMT | Closed |  |  |  | 1220000 | 横河电机 | 流量计
EC5455 |  | Sieve |  |  | CIXI | CIXI test lab | III | 2015-06-01 | — | ES CZ | Closed | 2015-06-05 18:29 | 直径小于0.25mm |  | 160 | 上海市普陀区三石综合商店 | 筛子
EC5456 |  | Sieve |  |  | CIXI | CIXI test lab | III | 2015-06-01 | — | ES CZ | Closed | 2015-06-05 18:31 | 直径大于0.17 |  | 160 | 上海市普陀区三石综合商店 | 筛子
EC5457 |  | Power transmitter |  |  | IW | 86#1F-IW test lab | I | 2018-01-02 | 2020-01-01 | SIMT | Closed | 2015-07-02 14:32 | 690V/5A-3相4线 |  | 1400 | 安科瑞电气股份有限公司 | 功率变送器
EC5458 |  | Current transformer |  | 11503230520001 | IW | 86#1F-Small Wind Turbine Lab | I | 2016-08-01 | 2018-07-31 | JSMI | Closed | 2015-06-05 18:06 | K140 -0.2级、2500:2 |  | 1262 | 安科瑞电气股份有限公司 | 电流互感器
EC5459 |  | Current transformer |  | 11503230520002 | IW | 86#1F-Small Wind Turbine Lab | I | 2019-03-13 | 2021-03-12 | JSMI | Closed | 2015-06-05 18:10 | K140 -0.2级、2500:2 |  | 1262 | 安科瑞电气股份有限公司 | 电流互感器
EC5460 |  | Current transformer |  | 11503230520003 | IW | 86#1F-Small Wind Turbine Lab | I | 2019-04-26 | 2021-04-25 | JSMI | Closed | 2015-06-05 18:14 | K140 -0.2级、2500:2 |  | 1262 | 安科瑞电气股份有限公司 | 电流互感器
EC5461 |  | Rapid spectral radiometer | PHOTO-2000J | G100747TM1351119/J1351186 | PPT | 51#7F-PPT test lab | I | 2019-06-17 | 2020-06-16 | EVERFINE | Closed | 2015-06-02 17:24 |  |  | 8000 | 杭州远方光电信息股份有限公司 | 智能型多功能光度计
EC5462 |  | Measuring Cup（500ML） |  |  | CIXI | CIXI test lab | III | 2015-05-22 | — | SIMT | Closed | 2015-06-05 18:22 |  |  | 23.1 | 上海长城华美仪器化剂有限公司 | 量杯（500ML）
EC5463 |  | Measuring Cup（250ML） |  |  | CIXI | CIXI test lab | III | 2015-05-22 | — | SIMT | Closed | 2015-06-05 18:24 |  |  | 15.9 | 上海长城华美仪器化剂有限公司 | 量杯（250ML）
EC5464 |  | apparatus for spillage test |  |  | CIXI | CIXI test lab | II | 2019-04-06 | 2020-04-05 | EC JK | Closed | 2015-06-03 13:46 |  |  | 3200 | 上海强坤机械制造有限公司 | 溢水装置
EC5465 |  | push-pull scale | FB-300N | 327294 | QD | Qindao test lab | I | 2020-01-13 | 2021-01-12 | GRGT | Closed | 2015-06-19 15:16 |  |  | 1750 | IMADA | 推拉力计FB-300N
EC5466 |  | torque screwdriver | N12LTDK | 226941 | QD | Qindao test lab | I | 2020-01-13 | 2021-01-12 | GRGT | Closed | 2015-06-19 15:21 |  |  | 1350 | NAKAMURA MFG | 扭力螺丝刀N12LTDK
EC5467 |  | AC/DC digital power meter | WT310-H-C2/C7/G5 （20A） | C2RE19011V | ICT | 86#4F-EMC test lab | I | 2019-07-10 | 2020-07-09 | JSMI | Closed | 2015-07-27 15:53 |  |  | 19000 | YOKOGAWA | 数字功率计（WT310）
EC5468 |  | spillage test apparatus |  |  | CIXI | CIXI test lab | II | 2019-04-06 | 2020-04-05 | EC JK | Closed | 2015-07-07 13:15 |  |  | 1200 | 上海强坤机械制造有限公司 | 溢水测试装置
EC5469 |  | test probe | refer to standard EN60335-1 CL20.2 |  | QD | Qindao test lab | II | 2019-05-16 | 2020-05-15 | EC JZ | Closed | 2015-06-25 10:28 |  |  | 1400 | 上海强坤机械制造有限公司 | 测试指
EC5470 |  | Test cone |  |  | QD | Qindao test lab | II | 2019-07-02 | 2020-07-01 | EC JZ | Closed | 2015-07-07 13:44 |  |  | 390 | 上海芯利电子科技有限公司 | 测试锥
EC5470 | 1 | Test cone |  |  | QD | Qindao test lab | II | 2016-07-02 | — | EC JZ | Disposal | 2015-07-07 14:04 |  |  | 390 | 上海芯利电子科技有限公司 | 测试锥
EC5471 | 1 | cylindrical weights |  |  | QD | Qindao test lab | II | 2019-07-06 | 2020-07-05 | EC JZ | Closed | 2015-07-13 17:11 |  |  | 85 | 上海芯利电子科技有限公司 | 圆砝码
EC5471 | 10 | cylindrical weights | φ80， 0.5Kg |  | QD | Qindao test lab | II | 2019-07-06 | 2020-07-05 | EC JZ | Closed | 2015-07-13 16:51 |  |  | 85 | 上海芯利电子科技有限公司 | 圆砝码
EC5471 | 10 | cylindrical weights | φ80， 0.5Kg |  | QD | Qindao test lab | II | 2019-07-06 | 2020-07-05 | EC JZ | Closed | 2015-07-13 16:48 |  |  | 85 | 上海芯利电子科技有限公司 | 圆砝码
EC5471 | 11 | cylindrical weights | φ80， 0.5Kg |  | QD | Qindao test lab | II | 2019-07-06 | 2020-07-05 | EC JZ | Closed | 2015-07-13 16:47 |  |  | 85 | 上海芯利电子科技有限公司 | 圆砝码
EC5471 | 12 | cylindrical weights | φ80， 0.5Kg |  | QD | Qindao test lab | II | 2019-07-06 | 2020-07-05 | EC JZ | Closed | 2015-07-13 16:39 |  |  | 85 | 上海芯利电子科技有限公司 | 圆砝码
EC5471 | 13 | cylindrical weights | φ80， 0.5Kg |  | QD | Qindao test lab | II | 2019-07-06 | 2020-07-05 | EC JZ | Closed | 2015-07-13 16:38 |  |  | 85 | 上海芯利电子科技有限公司 | 圆砝码
EC5471 | 14 | cylindrical weights | φ80， 0.5Kg |  | QD | Qindao test lab | II | 2019-07-06 | 2020-07-05 | EC JZ | Closed | 2015-07-13 16:37 |  |  | 85 | 上海芯利电子科技有限公司 | 圆砝码
EC5471 | 15 | cylindrical weights | φ80， 0.5Kg |  | QD | Qindao test lab | II | 2019-07-06 | 2020-07-05 | EC JZ | Closed | 2015-07-13 16:36 |  |  | 85 | 上海芯利电子科技有限公司 | 圆砝码
EC5471 | 16 | cylindrical weights | φ80， 0.5Kg |  | QD | Qindao test lab | II | 2019-07-06 | 2020-07-05 | EC JZ | Closed | 2015-07-13 16:34 |  |  | 85 | 上海芯利电子科技有限公司 | 圆砝码
EC5471 | 17 | cylindrical weights | φ80， 0.5Kg |  | QD | Qindao test lab | II | 2019-07-06 | 2020-07-05 | EC JZ | Closed | 2015-07-13 16:30 |  |  | 85 | 上海芯利电子科技有限公司 | 圆砝码
EC5471 | 18 | cylindrical weights | φ80， 0.5Kg |  | QD | Qindao test lab | II | 2019-07-06 | 2020-07-05 | EC JZ | Closed | 2015-07-13 16:28 |  |  | 85 | 上海芯利电子科技有限公司 | 圆砝码
EC5471 | 19 | cylindrical weights | φ80， 0.5Kg |  | QD | Qindao test lab | II | 2019-07-06 | 2020-07-05 | EC JZ | Closed | 2015-07-13 16:26 |  |  | 85 | 上海芯利电子科技有限公司 | 圆砝码
EC5471 | 2 | cylindrical weights | φ80， 0.5Kg |  | QD | Qindao test lab | II | 2019-07-06 | 2020-07-05 | EC JZ | Closed | 2015-07-13 17:12 |  |  | 85 | 上海芯利电子科技有限公司 | 圆砝码
EC5471 | 20 | cylindrical weights | φ80， 0.5Kg |  | QD | Qindao test lab | II | 2019-07-06 | 2020-07-05 | EC JZ | Closed | 2015-07-13 16:25 |  |  | 85 | 上海芯利电子科技有限公司 | 圆砝码
EC5471 | 20 | cylindrical weights | φ80， 0.5Kg |  | QD | Qindao test lab | II | 2019-07-06 | 2020-07-05 | EC JZ | Closed | 2015-07-13 16:24 |  |  | 85 | 上海芯利电子科技有限公司 | 圆砝码
EC5471 | 21 | cylindrical weights | φ80， 0.5Kg |  | QD | Qindao test lab | II | 2019-07-06 | 2020-07-05 | EC JZ | Closed | 2015-07-13 16:20 |  |  | 85 | 上海芯利电子科技有限公司 | 圆砝码
EC5471 | 22 | cylindrical weights | φ80， 0.5Kg |  | QD | Qindao test lab | II | 2019-07-06 | 2020-07-05 | EC JZ | Closed | 2015-07-13 16:18 |  |  | 85 | 上海芯利电子科技有限公司 | 圆砝码
EC5471 | 23 | cylindrical weights | φ80， 0.5Kg |  | QD | Qindao test lab | II | 2019-07-06 | 2020-07-05 | EC JZ | Closed | 2015-07-13 16:17 |  |  | 85 | 上海芯利电子科技有限公司 | 圆砝码
EC5471 | 24 | cylindrical weights | φ80， 0.5Kg |  | QD | Qindao test lab | II | 2019-07-06 | 2020-07-05 | EC JZ | Closed | 2015-07-13 16:16 |  |  | 85 | 上海芯利电子科技有限公司 | 圆砝码
EC5471 | 25 | cylindrical weights | φ80， 0.5Kg |  | QD | Qindao test lab | II | 2019-07-06 | 2020-07-05 | EC JZ | Closed | 2015-07-13 16:15 |  |  | 85 | 上海芯利电子科技有限公司 | 圆砝码
EC5471 | 26 | cylindrical weights | φ80， 0.5Kg |  | QD | Qindao test lab | II | 2019-07-06 | 2020-07-05 | EC JZ | Closed | 2015-07-13 16:12 |  |  | 85 | 上海芯利电子科技有限公司 | 圆砝码
EC5471 | 27 | cylindrical weights | φ80， 0.5Kg |  | QD | Qindao test lab | II | 2019-07-06 | 2020-07-05 | EC JZ | Closed | 2015-07-13 16:11 |  |  | 85 | 上海芯利电子科技有限公司 | 圆砝码
EC5471 | 28 | cylindrical weights | φ80， 0.5Kg |  | QD | Qindao test lab | II | 2019-07-06 | 2020-07-05 | EC JZ | Closed | 2015-07-13 16:08 |  |  | 85 | 上海芯利电子科技有限公司 | 圆砝码
EC5471 | 29 | cylindrical weights | φ80， 0.5Kg |  | QD | Qindao test lab | II | 2019-07-06 | 2020-07-05 | EC JZ | Closed | 2015-07-13 16:06 |  |  | 85 | 上海芯利电子科技有限公司 | 圆砝码
EC5471 | 3 | cylindrical weights | φ80， 0.5Kg |  | QD | Qindao test lab | II | 2019-07-06 | 2020-07-05 | EC JZ | Closed | 2015-07-13 17:17 |  |  | 85 | 上海芯利电子科技有限公司 | 圆砝码
EC5471 | 30 | cylindrical weights | φ80， 0.5Kg |  | QD | Qindao test lab | II | 2019-07-06 | 2020-07-05 | EC JZ | Closed | 2015-07-13 15:53 |  |  | 85 | 上海芯利电子科技有限公司 | 圆砝码
EC5471 | 4 | cylindrical weights | φ80， 0.5Kg |  | QD | Qindao test lab | II | 2019-07-06 | 2020-07-05 | EC JZ | Closed | 2015-07-13 17:18 |  |  | 85 | 上海芯利电子科技有限公司 | 圆砝码
EC5471 | 5 | cylindrical weights | φ80， 0.5Kg |  | QD | Qindao test lab | II | 2019-07-06 | 2020-07-05 | EC JZ | Closed | 2015-07-13 17:19 |  |  | 85 | 上海芯利电子科技有限公司 | 圆砝码
EC5471 | 6 | cylindrical weights | φ80， 0.5Kg |  | QD | Qindao test lab | II | 2019-07-06 | 2020-07-05 | EC JZ | Closed | 2015-07-13 17:23 |  |  | 85 | 上海芯利电子科技有限公司 | 圆砝码
EC5471 | 7 | cylindrical weights | φ80， 0.5Kg |  | QD | Qindao test lab | II | 2019-07-06 | 2020-07-05 | EC JZ | Closed | 2015-07-13 17:22 |  |  | 85 | 上海芯利电子科技有限公司 | 圆砝码
EC5471 | 8 | cylindrical weights | φ80， 0.5Kg |  | QD | Qindao test lab | II | 2019-07-06 | 2020-07-05 | EC JZ | Closed | 2015-07-13 17:21 |  |  | 85 | 上海芯利电子科技有限公司 | 圆砝码
EC5471 | 9 | cylindrical weights | φ80， 0.5Kg |  | QD | Qindao test lab | II | 2019-07-06 | 2020-07-05 | EC JZ | Closed | 2015-07-13 17:20 |  |  | 85 | 上海芯利电子科技有限公司 | 圆砝码
EC5472 |  | steel ball | φ75 |  | QD | Qindao test lab | II | 2019-07-02 | 2020-07-01 | EC JZ | Closed | 2015-07-07 13:41 |  |  | 75 | 上海芯利电子科技有限公司 | 钢球
EC5473 |  | inclined plain |  |  | ACCE | [5 empty] | Equipment arrived, waiting for acceptance check |  |  |  | 2500 | 上海芯利电子科技有限公司 | 倾斜板
EC5473 | 1 | measure gauge |  |  | QD | Qindao test lab | I | 2019-12-16 | 2020-12-15 | JSMI | Closed |  |  |  | 0 | 上海芯利电子科技有限公司 | 角度尺
EC5474 |  | impact hammer | 2J |  | QD | Qindao test lab | I | 2019-01-12 | 2020-04-11 | SETRI | Calibrating | 2015-12-21 17:05 |  |  | 3000 | 上海强坤机械制造有限公司 | 冲击锤
EC5475 |  | test corner | 0.9X0.9x0.9 |  | CIXI | CIXI test lab | III | 2015-07-02 | — | ES HG | Closed | 2015-08-03 09:58 |  |  | 7300 | 上海芯利电子科技有限公司 | 测试角
EC5476 |  | test corner | 0.9X0.9x0.9 |  | CIXI | CIXI test lab | III | 2015-07-02 | — | ES HG | Closed | 2015-08-03 10:06 |  |  | 7300 | 上海芯利电子科技有限公司 | 测试角
EC5477 |  | test corner | 0.9X0.9x0.9 |  | CIXI | CIXI test lab | III | 2015-07-02 | — | ES HG | Closed | 2015-08-03 10:15 |  |  | 7300 | 上海芯利电子科技有限公司 | 测试角
EC5478 |  | test corner | 1.2X1.2X1.7 |  | CIXI | CIXI test lab | III | 2015-07-02 | — | ES HG | Closed | 2015-08-03 10:21 |  |  | 14500 | 上海芯利电子科技有限公司 | 测试角
EC5479 |  | test corner | 0.6X0.6X0.6 |  | SH Lab | 86#4F-Multimedia test lab | III | 2015-06-24 | — | ES CZ | Closed | 2015-06-25 14:57 |  |  | 1500 | 上海芯利电子科技有限公司 | 测试角
EC5480 |  | test corner | 1.8X1X0.5 |  | SH Lab | 86#4F-Multimedia test lab | III | 2015-06-24 | — | ES CZ | Closed | 2015-06-25 14:59 |  |  | 4100 | 上海芯利电子科技有限公司 | 测试角
EC5481 |  | counting cup | 500ml |  | QD | Qindao test lab | III | 2015-06-25 | — | SIMT | Closed | 2015-07-08 15:56 |  |  | 26.1 | 上海长城华美仪器化剂有限公司 | 量杯
EC5482 | 1 | Shunt | 2A 75mV |  | PT | Shibei PV lab | II | 2017-06-18 | — | ES CZ | Disposal | 2015-06-29 18:10 |  |  | 0 | 青岛青智仪器有限公司 | 分流器
EC5482 | 2 | Shunt | 2A 75mV |  | PV | Shibei PV lab | II | 2017-06-18 | — | ES CZ | Out of service | 2015-06-29 19:14 |  |  | 0 | 青岛青智仪器有限公司 | 分流器
EC5482 | 3 | Shunt | 2A 75mV |  | PV | Shibei PV lab | II | 2017-06-18 | — | ES CZ | Out of service | 2015-06-29 19:15 |  |  | 0 | 青岛青智仪器有限公司 | 分流器
EC5482 | 4 | Shunt | 2A 75mV |  | PV | Shibei PV lab | II | 2017-06-18 | — | ES CZ | Disposal | 2015-06-29 19:16 |  |  | 0 | 青岛青智仪器有限公司 | 分流器
EC5483 |  | Digital conductivity meter | FE30（配 LE703 电导电极 ） | B523028061 | CIXI | CIXI test lab | I | 2019-04-25 | 2020-04-24 | CIXI | Closed | 2015-09-02 16:47 | 配 LE703 电导电极（P/N：12107278） |  | 3250 | 梅特勒-托利多仪器（上海）有限公司 | 电导率仪
EC5484 |  | Power transmitter |  |  | IW | BJ IW test lab | I | 2016-11-15 | 2018-11-14 | SIMT | Closed | 2015-08-11 10:03 | 400V/5A-3相4线 0.2级 |  | 1494 | 安科瑞电气股份有限公司 | 功率变送器
EC5485 |  | Power transmitter |  |  | IW | BJ IW test lab | I | 2016-12-20 | 2017-12-19 | CASC | Closed | 2015-08-11 10:00 | 690V/5A-3相4线 0.2级 |  | 1494 | 安科瑞电气股份有限公司 | 功率变送器
EC5486 |  | 1K10 impact tester 20J | 20J |  | PT | 86#2F-Construction test lab(Ⅰ) | II | 2019-06-29 | 2020-06-28 | EC JZ | Closed | 2015-07-02 13:45 |  |  | 3000 | 上海强坤机械制造有限公司 | 20J 冲击头
EC5487 |  | Current transformer |  |  | IW | 86#1F-IW test lab | I | 2019-04-26 | 2021-04-25 | JSMI | Closed | 2015-07-02 14:59 | 30：5 A-0.2级 |  | 101 | 安科瑞电气股份有限公司 | 电流互感器
EC5488 |  | Current transformer |  |  | IW | 86#1F-IW test lab | I | 2019-04-26 | 2021-04-25 | JSMI | Closed | 2015-07-02 15:03 | 30：5 A-0.2级 |  | 101 | 安科瑞电气股份有限公司 | 电流互感器
EC5489 |  | Current transformer |  |  | IW | 86#1F-IW test lab | I | 2019-04-26 | 2021-04-25 | JSMI | Closed | 2015-07-02 15:06 | 30：5 A-0.2级 |  | 101 | 安科瑞电气股份有限公司 | 电流互感器
EC5490 |  | Reel Machined for vacuum cleaner |  |  | CIXI | CIXI test lab | II | 2019-04-03 | 2020-04-02 | ES AW | Closed | 2015-07-29 15:20 |  |  | 37500 | 上海芯利电子科技有限公司 | 吸尘器拉伸试验机
EC5490 | 1 | angle rule |  |  | CX | CIXI test lab | I | 2019-04-25 | 2020-04-24 | CIXI | Closed |  |  |  | 200 | 上海芯利电子科技有限公司 | 角度尺
EC5491 |  | free fall test apparatus |  |  | CIXI | Yuyao test lab | II | 2019-04-06 | 2020-04-05 | EC JK | Closed | 2015-07-01 14:34 |  |  | 16000 | 上海芯利电子科技有限公司 | 滚筒跌落试验机
EC5492 |  | gas concentration measuring device | XP-3110 | 11070301 | CIXI | CIXI test lab | I | 2019-04-11 | 2020-04-10 | SIMT | Closed | 2015-08-03 17:23 | 检测异丁烷气体 |  | 5200 | New Cosmos Electric（Shanghai) CO.LTD. | 可燃气体检测仪
EC5493 |  | Shunt |  |  | IW | BJ IW test lab | I | 2015-06-25 | 2017-06-24 | SIMT | Closed | 2015-10-03 17:42 | 200A 75mV-0.2级 |  | 530 | 上海江柏电子科技有限公司 | 分流器
EC5494 |  | DC power meter |  |  | IW | BJ IW test lab | I | 2015-09-02 | 2017-09-01 | SIMT | Closed | 2015-10-03 17:45 | 48V75mV-0.2级 |  | 900 | 青岛青智仪器有限公司 | 直流功率表
EC5495 |  | Apparatus for switch endurance test with sample |  |  | CIXI | CIXI test lab | II | 2019-04-03 | 2020-04-02 | EC JK | Closed | 2015-07-29 13:53 |  |  | 60000 | 上海芯利电子科技有限公司 | 开关耐久测试装置
EC5496 |  | 2KΩ non inductive resistor |  |  | CIXI | CIXI test lab | II | 2019-07-06 | 2020-07-05 | EC JZ | Closed | 2015-08-05 16:19 |  |  | 343.86 | Intertek SH（自制） | 2KΩ无感电阻
EC5497 |  | 5M tapeline | TX34-5M-C |  | CIXI | CIXI test lab | III | 2015-07-13 | — | JSMI | Closed | 2015-08-05 17:16 |  |  | 65.9 | Starrett Company | 5米卷尺
EC5498 |  | torque screwdriver | N20LTDK | 13D091 | CIXI | Yuyao test lab | I | 2019-02-10 | 2020-05-09 | SIMT | Closed | 2015-07-20 17:08 |  |  | 1150 | NAKAMURA MFG.CO.LTD. | KANON 扭力起子
EC5499 |  | temperature and humidity recorder | Testo 175H1 | 40344591 411 | CIXI | Yuyao test lab | I | 2016-07-06 | — | JSMI | Repairing | 2015-07-20 17:04 |  |  | 1880 | Testo | 温湿度计
EC5500 |  | temperature and humidity recorder | Testo 175H1 | 40344571 411 | CIXI | CIXI test lab | I | 2019-04-25 | 2020-04-24 | JSMI | Closed | 2015-07-20 16:59 |  |  | 1880 | Testo | 温湿度计
EC5501 | 1 | Test load（2.3Kg） | 定制（IEC60335-2-24/CL.20.102 2.3Kg） |  | CIXI | CIXI test lab | II | 2019-04-06 | 2020-04-05 | EC JK | Closed | 2015-07-16 17:26 |  |  | 260 | 上海强坤机械制造有限公司 | 砝码（2.3Kg）
EC5501 | 2 | Test load（2.3Kg） | 定制（IEC60335-2-24/CL.20.102 2.3Kg） |  | CIXI | CIXI test lab | II | 2019-04-06 | 2020-04-05 | EC JK | Closed | 2015-07-16 17:29 |  |  | 260 | 上海强坤机械制造有限公司 | 砝码（2.3Kg）
EC5502 | 1 | Test load（0.5Kg） | 定制（IEC60335-2-24/CL.20.102, 0.5Kg） |  | CIXI | CIXI test lab | II | 2019-04-06 | 2020-04-05 | EC JK | Closed | 2015-07-16 17:22 |  |  | 120 | 上海强坤机械制造有限公司 | 砝码（0.5Kg）
EC5502 | 2 | Test load（0.5Kg） | 定制（IEC60335-2-24/CL.20.102, 0.5Kg） |  | CIXI | CIXI test lab | II | 2019-04-06 | 2020-04-05 | EC JK | Closed | 2015-07-16 17:24 |  |  | 120 | 上海强坤机械制造有限公司 | 砝码（0.5Kg）
EC5503 |  | 8 channel Data Acquisition | CS-5008-N | 143568 | BJ | 51#7F-SH Wind test lab | I | 2019-03-26 | 2021-03-25 | CASC | Closed | 2015-07-14 10:41 |  |  | 107775 | IMC | 8通道便携式数据采集器
EC5503 | 1 | 2 channel bridge test module | CANSAS-Bridge2 | 897737 | BJ | 86#1F-IW test lab | I | 2015-09-14 | 2017-09-13 | NIM | Closed |  |  |  | 94000 | IMC | 2通道桥路测试模块
EC5503 | 2 | 2 channel bridge test module | CANSAS-Bridge2 | 897783 | BJ | 86#1F-IW test lab | I | 2019-03-26 | 2021-03-25 | CASC | Closed |  |  |  | 94000 | IMC | 2通道桥路测试模块
EC5503 | 3 | 2 channel bridge test module | CANSAS-Bridge2 | 897784 | BJ | 86#1F-IW test lab | I | 2019-03-26 | 2021-03-25 | CASC | Closed |  |  |  | 94000 | IMC | 2通道桥路测试模块
EC5503 | 4 | 2 channel bridge test module | CANSAS-Bridge2 | 897785 | BJ | 86#1F-IW test lab | I | 2015-09-14 | 2017-09-13 | NIM | Closed |  |  |  | 94000 | IMC | 2通道桥路测试模块
EC5503 | 5 | 2 channel bridge test module | CANSAS-Bridge2 | 897787 | BJ | 86#1F-IW test lab | I | 2015-09-14 | 2017-09-13 | NIM | Closed |  |  |  | 94000 | IMC | 2通道桥路测试模块
EC5503 | 6 | 8 channel strain measurement module | CANSAS-L-DCB8 | 897888 | BJ | 86#1F-IW test lab | I | 2019-03-26 | 2021-03-25 | CASC | Closed |  |  |  | 36000 | IMC | 8通道应变测量模块
EC5503 | 7 | 16 channel digital data acquisition module | CANSAS-L-DI16 | 898038 | BJ | 86#1F-IW test lab | I | 2019-03-26 | 2021-03-25 | CASC | Closed |  |  |  | 9025 | IMC | 16通道数字量采集模块
EC5503 | 8 | 16 channel voltage measurement module | CANSAS-L-SC16 | 898131 | BJ | 86#1F-IW test lab | I | 2019-03-26 | 2021-03-25 | CASC | Closed |  |  |  | 23200 | IMC | 16通道电压测量模块
EC5504 |  | Climate Test Chamber | SETH-Z-022L | 806351032 | PS | 86#2F-Power supply test lab | II | 2019-10-17 | 2020-10-16 | EC JK | Closed | 2015-08-12 10:06 |  |  | 116500 | 上海爱斯佩克环境设备有限公司 | 高低温调温调湿箱
EC5505 | 18 | cylindrical weights | φ80， 0.5Kg |  | QD | Qindao test lab | II | 2016-07-06 | — | EC JZ | Can not be found | 2015-07-13 16:29 |  |  | 85 | 上海芯利电子科技有限公司 | 圆砝码
EC5506 |  | impact tester | φ25 1公斤 |  | PT | 86#1F-1F Power distribution room | II | 2019-06-29 | — | EC JZ | Can not be found | 2015-10-13 13:54 |  |  | 2300 | 上海强坤机械制造有限公司 | φ25 1公斤 冲击装置
EC5507 |  | Measuring Cup（50ML） |  |  | CIXI | CIXI test lab | III | 2015-07-20 | — | SIMT | Closed | 2015-08-07 16:29 | 上海长城华美仪器化剂有限公司 |  | 7.3 |  | 量杯（50ML）
EC5508 |  | Barometer（PTB1101BOBA） | PTB1101BOBA |  | IW BJ | BJ IW test lab | I | 2019-03-14 | 2021-03-13 | SIMT | Closed | 2015-08-03 10:21 |  |  | 9900 | 芬兰 VAISALA | 气压计（PTB1101BOBA）
EC5509 |  | temperature and humidity recorder | HMS83 |  | IW | BJ IW test lab | I | 2015-07-17 | 2016-07-16 | SIMT | Closed | 2015-08-03 10:31 |  |  | 3240 | 芬兰 VAISALA | 温湿度计
EC5510 |  | Rod and ball gauge | 定制（IEC 60335-1/CL.29, 1mm~8mm） |  | CIXI | CIXI test lab | II | 2019-04-06 | 2020-04-05 | EC JK | Closed | 2015-07-16 17:16 |  |  | 2900 | 上海强坤机械制造有限公司 | 塞规
EC5511 |  | Capillary tube | 定制（IEC60335-2-24/CL.22.107.1） |  | CIXI | Yuyao test lab | III | 2015-07-15 | — | EC JZ | Closed | 2015-07-16 17:14 |  |  | 200 | 上海强坤机械制造有限公司 | 毛细管
EC5512 |  | Scratching tool | 定制（IEC 60335-2-24/CL.22.107.2 Fig102） |  | CIXI | CIXI test lab | II | 2019-07-15 | 2020-07-14 | EC JZ | Closed | 2015-12-04 11:30 |  |  | 800 | 上海强坤机械制造有限公司 | 划痕工具
EC5513 |  | DC constant voltage/current power source | AN50603Z | 1507506002G | GT | 86#1F-Garden tools test lab (Ⅰ) | I | 2019-07-30 | 2020-07-29 | JSMI | Closed | 2015-08-26 10:34 | OUTPUT 150V DC 60A |  | 23500 | 艾诺仪器公司 | 直流稳压电源
EC5514 |  | temp.wireless transmission for automatic vacuum cleaner |  |  | SH Lab | 86#3F-Home appliance test lab | II | 2019-03-25 | 2020-03-24 | ES AW | Closed | 2015-07-23 09:51 |  |  | 50000 | 上海锐得电子有限公司 | 吸尘器无线温升测试装置
EC5515 |  | needle |  |  | PT | 86#2F-Garden tools test lab (Ⅱ) | III | 2015-08-10 | — | EC JZ | Closed | 2015-08-12 13:24 |  |  | 16 |  | 热巨变测试设备
EC5516 |  | Vane |  |  | IW | 86#1F-IW test lab | I | 2015-06-11 | 2017-06-10 | SIMT | Closed | 2015-07-22 16:11 |  |  | 17200 | ADOLF THIES GMBH & CO.KG | 风向标
EC5517 |  | Vane |  |  | IW | 86#1F-IW test lab | I | 2015-06-11 | 2017-06-10 | SIMT | Closed | 2015-07-22 16:18 |  |  | 17200 | ADOLF THIES GMBH & CO.KG | 风向标
EC5518 |  | Vane |  |  | IW | 86#1F-IW test lab | I | 2015-06-11 | 2017-06-10 | SIMT | Closed | 2015-07-22 16:21 |  |  | 17200 | ADOLF THIES GMBH & CO.KG | 风向标
EC5519 |  | Vane |  | 1160031 | IW | 86#1F-IW test lab | I | 2015-06-11 | 2017-06-10 | SIMT | Closed | 2015-07-22 16:23 |  |  | 17200 | ADOLF THIES GMBH & CO.KG | 风向标
EC5520 |  | Vane |  |  | IW | 86#1F-IW test lab | I | 2015-06-11 | 2017-06-10 | SIMT | Closed | 2015-07-22 16:24 |  |  | 17200 | ADOLF THIES GMBH & CO.KG | 风向标
EC5521 |  | Vane |  |  | IW | 86#1F-IW test lab | I | 2015-06-11 | 2017-06-10 | SIMT | Closed | 2015-07-22 16:26 |  |  | 17200 | ADOLF THIES GMBH & CO.KG | 风向标
EC5522 |  | wind speed meter |  |  | IW | 86#1F-IW test lab | I | 2015-06-17 | 2017-06-16 | SIMT | Calibrating | 2015-07-22 16:33 |  |  | 11000 | ADOLF THIES GMBH & CO.KG | 风速计
EC5523 |  | wind speed meter |  |  | IW | 86#1F-IW test lab | I | 2015-06-17 | 2017-06-16 | SIMT | Calibrating | 2015-07-22 16:48 |  |  | 11000 | ADOLF THIES GMBH & CO.KG | 风速计
EC5524 |  | wind speed meter |  |  | IW | 86#1F-IW test lab | I | 2015-06-17 | 2017-06-16 | SIMT | Calibrating | 2015-07-22 16:37 |  |  | 11000 | ADOLF THIES GMBH & CO.KG | 风速计
EC5525 |  | wind speed meter |  |  | IW | 86#1F-IW test lab | I | 2015-06-17 | 2017-06-16 | SIMT | Closed | 2015-07-22 16:38 |  |  | 11000 | ADOLF THIES GMBH & CO.KG | 风速计
EC5526 |  | wind speed meter |  |  | IW | 86#1F-IW test lab | I | 2015-06-17 | 2017-06-16 | SIMT | Closed | 2015-07-22 16:40 |  |  | 11000 | ADOLF THIES GMBH & CO.KG | 风速计
EC5527 |  | wind speed meter |  |  | IW | 86#1F-IW test lab | I | 2015-06-17 | 2017-06-16 | SIMT | Closed | 2015-07-22 16:42 |  |  | 11000 | ADOLF THIES GMBH & CO.KG | 风速计
EC5528 |  | wind speed meter |  |  | IW | 86#1F-IW test lab | I | 2015-06-17 | 2017-06-16 | SIMT | Closed | 2015-07-22 16:43 |  |  | 11000 | ADOLF THIES GMBH & CO.KG | 风速计
EC5529 |  | wind speed meter |  |  | IW | 86#1F-IW test lab | I | 2015-06-17 | 2017-06-16 | SIMT | Closed | 2015-07-22 16:44 |  |  | 11000 | ADOLF THIES GMBH & CO.KG | 风速计
EC5530 |  | Current transformer |  |  | IW | BJ IW test lab | I | 2017-11-16 | 2019-11-15 | JSMI | Closed | 2015-08-18 16:34 | K140 -0.2级、2500:2 |  | 596.7 | 安科瑞电气股份有限公司 | 电流互感器
EC5531 |  | Current transformer |  |  | IW | BJ IW test lab | I | 2017-11-16 | 2019-11-15 | JSMI | Closed | 2015-08-18 16:36 | K140 -0.2级、2500:2 |  | 596.7 | 安科瑞电气股份有限公司 | 电流互感器
EC5532 |  | Current transformer |  |  | IW | BJ IW test lab | I | 2017-11-16 | 2019-11-15 | JSMI | Closed | 2015-08-18 16:38 | K140 -0.2级、2500:2 |  | 596.7 | 安科瑞电气股份有限公司 | 电流互感器
EC5533 |  | life tester for Fan Shake |  |  | CIXI | CIXI test lab | II | 2019-04-06 | 2020-04-05 | EC JK | Closed | 2015-09-17 13:01 |  |  | 62000 | 上海芯利电子科技有限公司 | 风扇摇头测试装置
EC5533 | 1 | angle measure |  |  | CIXI | CIXI test lab | III | 2015-09-01 | — | SIMT | Closed |  |  |  | 0 | 广州市海域试验设备有限公司 | 角度尺
EC5533 | 2 | angle measure |  |  | CIXI | CIXI test lab | III | 2015-09-01 | — | SIMT | Closed |  |  |  | 0 | 广州市海域试验设备有限公司 | 角度尺
EC5533 | 3 | angle measure |  |  | CIXI | CIXI test lab | III | 2015-09-01 | — | JSMI | Closed | 2015-09-17 13:06 |  |  | 0 | 广州市海域试验设备有限公司 | 角度尺
EC5533 | 4 | angle measure |  |  | CIXI | CIXI test lab | III | 2015-09-01 | — | SIMT | Closed |  |  |  | 0 | 广州市海域试验设备有限公司 | 角度尺
EC5533 | 5 | angle measure |  |  | CIXI | CIXI test lab | III | 2015-09-01 | — | SIMT | Closed |  |  |  | 0 | 广州市海域试验设备有限公司 | 角度尺
EC5533 | 6 | angle measure |  |  | CIXI | CIXI test lab | III | 2015-09-01 | — | JSMI | Closed | 2015-09-17 13:08 |  |  | 0 | 广州市海域试验设备有限公司 | 角度尺
EC5534 |  | probe |  |  | CIXI | CIXI test lab | II | 2019-04-06 | 2020-04-05 | EC JK | Closed | 2015-08-03 16:36 | IEC61032 FIGURE8 |  | 250 | 上海强坤机械制造有限公司 | 测试指 12
EC5535 |  | impact hammer |  |  | CIXI | CIXI test lab | II | 2020-01-30 | 2020-04-29 | EC JK | Closed | 2015-08-03 16:50 |  |  | 2250 | 上海强坤机械制造有限公司 | 0.7J 冲击锤
EC5536 |  | pressure meter | Y-100B-FZ/1 | BJ14062569 | CIXI | CIXI test lab | I | 2019-04-25 | 2020-04-24 | CIXI | Closed | 2015-08-17 13:26 |  |  | 380 | 上海自动化仪表股份有限公司 | 压力表（60Mpa）
EC5537 |  | Magnifier | XC-20L |  | XM | Xiamen test lab | II | 2019-07-18 | 2020-07-17 | EC JZ | Closed | 2015-09-01 11:30 |  |  | 650 | 南京江南永新光学有限公司 | 放大镜
EC5538 |  | Digital scale | JM-A6002 | 106 | CIXI | CIXI test lab | I | 2019-04-25 | 2020-04-24 | CIXI | Closed | 2015-08-26 15:06 |  |  | 850 | 诸暨市超泽衡器设备有限公司 | 电子天平
EC5538 | 1 | weight | 500g |  | CIXI | CIXI test lab | I | 2019-04-25 | 2020-04-24 | CIXI | Closed | 2015-08-26 15:08 |  |  | 0 | 诸暨市超泽衡器设备有限公司 | 砝码
EC5539 |  | digital multimeter （Clamp） | 3284 | 141228527 | CIXI | CIXI test lab | I | 2019-04-25 | 2020-04-24 | CIXI | Closed | 2015-08-19 16:20 |  |  | 3900 | HIOKI日置 | 日置钳形表
EC5540 |  | AC/DC digital power meter | AN8721PV2 | 1506872024 | CIXI | CIXI test lab | I | 2018-09-29 | 2019-09-28 | JSMI | Calibrating | 2015-08-25 10:31 |  |  | 4480 | 青岛艾诺仪器公司 | 单相交直流功率计
EC5541 |  | AC/DC digital power meter | AN8721PV2 | 1506872037 | CIXI | CIXI test lab | I | 2019-04-25 | 2020-04-24 | CIXI | Closed | 2015-08-25 10:32 |  |  | 4480 | 青岛艾诺仪器公司 | 单相交直流功率计
EC5542 | 1 | Calibrated fuselink | Fig NO.28 of BS1363 | 18-6-366 | ACCE | 85#5F-ACCE & LUM test lab | II | 2019-07-27 | 2020-07-26 | ES AW | Closed | 2015-09-08 14:52 | UKAS 证书费用 USD200/只 |  | 417.7 | P.J DAWSON ENGINEERING | 标准保险丝
EC5542 | 2 | Calibrated fuselink | Fig NO.28 of BS1363 | 18-6-367 | ACCE | 85#5F-ACCE & LUM test lab | II | 2019-07-27 | 2020-07-26 | ES AW | Closed | 2015-09-08 14:54 | UKAS 证书费用 USD200/只 |  | 417.7 | P.J DAWSON ENGINEERING | 标准保险丝
EC5542 | 3 | Calibrated fuselink | Fig NO.28 of BS1363 | 18-6-368 | ACCE | 85#5F-ACCE & LUM test lab | II | 2019-07-27 | 2020-07-26 | ES AW | Closed | 2015-09-08 14:55 |  |  | 417.7 | P.J DAWSON ENGINEERING | 标准保险丝
EC5542 | 4 | Calibrated fuselink | Fig NO.28 of BS1363 | 18-6-369 | ACCE | 85#5F-ACCE & LUM test lab | II | 2019-07-27 | 2020-07-26 | ES AW | Closed | 2015-09-08 14:57 |  |  | 417.7 | P.J DAWSON ENGINEERING | 标准保险丝
EC5542 | 5 | Calibrated fuselink | Fig NO.28 of BS1363 | 18-6-370 | ACCE | 85#5F-ACCE & LUM test lab | II | 2019-07-27 | 2020-07-26 | ES AW | Closed | 2015-09-08 14:59 |  |  | 417.7 | P.J DAWSON ENGINEERING | 标准保险丝
EC5542 | 6 | Calibrated fuselink | Fig NO.28 of BS1363 | 18-6-371 | ACCE | 85#5F-ACCE & LUM test lab | II | 2017-07-27 | — | ES CZ | Disposal | 2015-09-08 15:01 |  |  | 417.7 | P.J DAWSON ENGINEERING | 标准保险丝
EC5543 |  | Magnifier | XC-20L |  | CIXI | CIXI test lab | II | 2019-08-20 | 2020-08-19 | EC JZ | Closed | 2015-12-04 10:22 |  |  | 650 | 南京江南永新光学有限公司 | 放大镜
EC5544 |  | Rotating speed frequency meter | GZCY-2 | HYC010 | Facility | 86#4F-Calibration room | I | 2019-05-09 | 2020-05-08 | JSMI | Closed | 2015-10-16 14:41 |  |  | 17500 | 北京蓝天昊友科技有限公司 | 转速频率仪
EC5545 |  | Gauge NFC61314 |  |  | ACCE | 85#5F-Gauge room | II | 2019-08-21 | 2020-08-20 | ES AW | Closed | 2015-08-25 15:24 |  |  | 1650 | 上海强坤机械制造有限公司 | 量规 NFC61314
EC5546 |  | Gauge NFC61314 |  |  | ACCE | 85#5F-Gauge room | II | 2019-08-21 | 2020-08-20 | ES AW | Closed | 2015-08-25 15:52 |  |  | 1650 | 上海强坤机械制造有限公司 | 量规 NFC61314
EC5547 |  | Rain gauge | SM1 | 201501023 | CIXI | CIXI test lab | I | 2019-04-25 | 2020-04-24 | SIMT | Closed | 2015-09-02 18:54 |  |  | 950 | 上海气象仪器厂有限公司 | 雨量器
EC5548 | 1 | Torque Driver | FTD100CN2-S | 408643F | CIXI | CIXI test lab | I | 2019-04-25 | 2020-04-24 | CIXI | Closed | 2015-08-31 16:54 |  |  | 1150 | 日本东日 | 扭力螺丝刀
EC5548 | 2 | Torque gauge | DB3N4-S | 305549F | CIXI | CIXI test lab | I | 2019-04-25 | 2020-04-24 | CIXI | Closed | 2015-08-31 16:56 |  |  | 1450 | 日本东日 | 扭力扳手
EC5549 |  | 2KΩ non inductive resistor |  |  | QD | Qindao test lab | II | 2019-08-20 | 2020-08-19 | EC JZ | Closed | 2015-08-24 11:25 |  |  | 257.05 | Intertek SH（自制） | 2KΩ无感电阻
EC5550 |  | Current measuring circuit for wet contact |  |  | PT | 86#1F-Tools & machinery test lab | II | 2019-08-20 | 2020-08-19 | ES AW | Closed | 2015-08-24 11:28 |  |  | 257.05 | Intertek SH（自制） | 潮湿接触电流测量电路
EC5551 |  | Current measuring circuit for electrical burns |  |  | PT | 86#1F-Tools & machinery test lab | II | 2019-08-20 | 2020-08-19 | ES AW | Closed | 2015-08-24 11:29 |  |  | 251.2 | Intertek SH（自制） | 电灼伤电流测量电路
EC5552 |  | push-pull scale | FB-10N | 341725 | CIXI | CIXI test lab | I | 2019-04-25 | 2020-04-24 | CIXI | Closed | 2015-09-11 17:38 |  |  | 1950 | IMADA | 推拉力计FB-10N
EC5553 |  | spring hammer | 0.5J冲击锤 |  | QD | Qindao test lab | II | 2020-02-21 | 2020-05-20 | EC JK | Closed | 2015-08-25 13:54 |  |  | 2250 | 上海强坤机械制造有限公司 | 0.5J冲击锤
EC5554 |  | impact hammer | 1J |  | QD | Qindao test lab | II | 2020-02-16 | 2020-05-15 | EC JK | Closed | 2015-08-25 14:03 |  |  | 2250 | 上海强坤机械制造有限公司 | 1J冲击锤
EC5555 |  | Asymmetric Pulse Tester |  |  | QD | Qindao test lab | II | 2019-08-24 | 2020-08-23 | ES AW | Closed | 2015-08-25 11:27 |  |  | 1200 | 上海芯利电子科技有限公司 | 非对称脉冲试验装置
EC5556 |  | pressure device for IEC60320 connector |  |  | ACCE | 85#5F-Gauge room | II | 2019-09-02 | 2020-09-01 | ES AW | Closed | 2015-09-15 10:02 |  |  | 1400 | 上海强坤机械制造有限公司 | IEC60320连接件压力测试装置
EC5557 |  | pressure device for IEC60320 connector |  |  | ACCE | 85#5F-Gauge room | II | 2019-09-02 | 2020-09-01 | ES AW | Closed | 2015-09-15 10:06 |  |  | 1400 | 上海强坤机械制造有限公司 | IEC60320连接件压力测试装置
EC5558 |  | 1.8KG test vessel |  |  | CIXI | CIXI test lab | II | 2019-04-06 | 2020-04-05 | EC JK | Closed | 2015-11-02 16:57 |  |  | 1400 | 上海强坤机械制造有限公司 | 1.8公斤测试罐
EC5559 |  | thermocouple holder |  |  | CIXI | CIXI test lab | II | 2018-09-02 | 2021-09-01 | ES AW | Closed | 2015-09-06 17:09 |  |  | 2050 | 上海强坤机械制造有限公司 | 电熨斗测温架
EC5560 |  | Regenerative Battery Pack Test System | Chroma 17020 (20V/60A/1250W 8ch) | B17020000073 | PS | 86#2F-Power supply test lab | I | 2019-02-01 | 2020-04-30 | JSMI | Calibrating | 2015-12-17 18:00 | 软件版本 Chroma.IDE 1.0.2.24 |  | 33660 | 新汇电子有限公司 | 能源回收式电池模组测试系统 (20V/60A/1250W 8ch)
EC5561 |  | Regenerative Battery Pack Test System | Chroma 17020 (60V/20A/1250W 8ch) | B17020000074 | PS | 86#2F-Power supply test lab | I | 2019-07-04 | 2020-10-03 | JSMI | Closed | 2015-12-17 18:01 | 软件版本 Chroma.IDE 1.0.2.24 |  | 33660 | 新汇电子有限公司 | 能源回收式电池模组测试系统 (60V/20A/1250W 8ch)
EC5562 |  | Programmable Battery Charge/Discharge Test System | Chroma 17011 (5V/20A 20ch) | C17011000106 | PS | 86#2F-Power supply test lab | I | 2019-12-17 | 2020-12-16 | JSMI | Closed | 2015-12-17 18:03 | 软件版本 Chroma.IDE 1.0.2.24 |  | 37665 | 新汇电子有限公司 | 可编程电池充放电测试系统 (5V/20A 20ch)
EC5563 |  | air temperature rise |  |  | SH Lab | 86#3F-Home appliance test lab | III | 2015-09-22 | — | EC JZ | Closed | 2015-09-23 16:37 |  |  | 1490 | 上海庞洪工贸有限公司 | 温升测试装置
EC5564 |  | AC frequency converter | KDF-11005G |  | HA | 86#3F-Heating & motor test lab | III | 2015-10-08 | — | ES JX | Closed | 2015-09-22 13:28 |  |  | 19000 | 艾普斯电源有限公司 | 交流变频电源
EC5565 |  | DC constant voltage/current power source | AN5060TX | 1508507019G | PV | Shibei PV lab | II | 2017-09-24 | — | ES CZ | Out of service | 2015-09-29 15:05 | 封存； |  | 7500 | 青岛艾诺仪器公司 | 直流稳压电源
EC5566 |  | temperature and humidity recorder | Testo 175H1 | 40344469 411 | CIXI | CIXI test lab | I | 2019-04-25 | 2020-04-24 | JSMI | Closed | 2015-09-29 14:22 |  |  | 1880 | Testo | 温湿度计
EC5567 |  | temperature and humidity recorder | Testo 175H1 | 40344482 411 | CIXI | CIXI test lab | I | 2019-04-25 | 2020-04-24 | CIXI | Closed | 2015-09-29 14:10 |  |  | 1880 | Testo | 温湿度计
EC5568 |  | DC constant voltage/current power source | AN5060TX | 1508507017G | PV | Shibei PV lab | II | 2017-09-24 | — | ES CZ | Out of service | 2015-09-29 15:07 | 封存； |  | 7500 | 青岛艾诺仪器公司 | 直流稳压电源
EC5569 |  | threshold |  |  | SH Medical | 86#4F-EMC test lab | III | 2015-09-15 | — | EC JZ | Closed | 2015-10-19 15:55 |  |  | 2280 | 上海庞洪工贸有限公司 | 木门槛
EC5570 |  | gauge | GB1002图1 10A |  | ACCE | 85#5F-Gauge room | II | 2020-03-10 | 2021-03-09 | ES AW | Closed | 2016-03-21 16:15 |  |  | 750 | 上海强坤机械制造有限公司 | 十次插拔实验量规
EC5571 |  | gauge 1002 10A | GB1002 图3 10A 三扁针 |  | ACCE | 85#5F-Gauge room | II | 2020-03-10 | 2021-03-09 | ES AW | Closed | 2016-03-21 16:14 |  |  | 750 | 上海强坤机械制造有限公司 | 十次插拔实验量规
EC5572 |  | gauge 1002 16A | GB1002 图3 16A |  | ACCE | 85#5F-Gauge room | II | 2020-03-10 | 2021-03-09 | ES AW | Closed | 2016-03-21 16:12 |  |  | 750 | 上海强坤机械制造有限公司 | 十次插拔实验量规
EC5573 |  | gauge 1002 10A | GB1002 图17 10A |  | ACCE | 85#5F-Gauge room | II | 2020-03-10 | 2021-03-09 | ES AW | Closed | 2016-03-21 16:13 |  |  | 750 | 上海强坤机械制造有限公司 | 十次插拔实验量规
EC5574 |  | gauge 1002 10A FIG1 | GB1002图1 10A 二扁插针 |  | ACCE | 85#5F-Gauge room | II | 2020-03-10 | 2021-03-09 | ES AW | Closed | 2016-03-21 16:17 |  |  | 1150 | 上海强坤机械制造有限公司 | 最大吊拔力实验量规（反面带钩子）
EC5575 |  | gauge 1002 10A FIG3 | GB1002 图3 三扁插针 10A |  | ACCE | 85#5F-Gauge room | II | 2020-03-10 | 2021-03-09 | ES AW | Closed | 2016-03-21 16:37 |  |  | 1150 | 上海强坤机械制造有限公司 | GB1002 图3 三扁插针 10A
EC5576 |  | AC/DC digital power meter | ZW1603T-S |  | IW BJ | BJ IW test lab | I | 2018-02-02 | 2020-02-01 | JSMI | Calibrating | 2015-09-30 13:56 |  |  | 900 | 青岛青智仪器有限公司 | 单相交直流功率计
EC5577 |  | AC/DC digital power meter | ZW1603T-S |  | IW BJ | BJ IW test lab | I | 2018-01-29 | 2020-01-28 | JSMI | Calibrating | 2015-10-01 07:51 |  |  | 900 | 青岛青智仪器有限公司 | 单相交直流功率计
EC5578 |  | DC constant voltage/current power source | AN5060TX | 1508507016G | PV | Shibei PV lab | II | 2017-09-24 | — | ES CZ | Out of service | 2015-09-29 15:10 | 封存； |  | 7500 | 青岛艾诺仪器公司 | 直流稳压电源
EC5579 |  | DC constant voltage/current power source | AN5060TX | 1508507018G | PV | Shibei PV lab | II | 2017-09-24 | — | ES CZ | Out of service | 2015-09-29 15:12 | 封存； |  | 7500 | 青岛艾诺仪器公司 | 直流稳压电源
EC5580 |  | Circuit for testing rectifying effect | 定制 |  | QD | Qindao test lab | III | 2015-09-24 | — | ES CZ | Closed | 2015-09-29 15:17 |  |  | 89 | Intertek SH | 整流效应试验电路
EC5581 |  | Open filament test circuit | 定制 |  | QD | Qindao test lab | III | 2015-09-24 | — | ES CZ | Closed | 2015-10-10 17:25 |  |  | 140 | Intertek SH | 断开灯丝实验电路
EC5582 |  | Vane | Thies 4.3151.00.161 |  | IW BJ | BJ IW test lab | I | 2015-09-21 | 2017-09-20 | MFG | Closed |  |  |  | 13000 | Ammonit | 风向标
EC5583 |  | Vane | Thies 4.3151.00.161 |  | IW BJ | BJ IW test lab | I | 2015-09-21 | 2017-09-20 | MFG | Closed |  |  |  | 13000 | 北京莱维塞尔科技有限公司 | 风向标
EC5584 |  | Anemometer | 4.3351.10.000 |  | IW BJ | BJ IW test lab | I | 2015-09-14 | 2017-09-13 | MFG | Calibrating |  |  |  | 6800 | Thies firstclass | 风速计
EC5585 |  | Anemometer | 4.3351.10.000 |  | IW BJ | BJ IW test lab | I | 2019-03-06 | 2021-03-05 | MFG | Closed |  |  |  | 6800 | Thies firstclass | 风速计
EC5586 |  | Anemometer | 4.3351.10.000 |  | IW BJ | BJ IW test lab | I | 2015-09-21 | 2017-09-20 | MFG | Closed |  |  |  | 6800 | Thies firstclass | 风速计
EC5587 |  | Anemometer | 4.3351.10.000 |  | IW BJ | BJ IW test lab | I | 2015-09-21 | 2017-09-20 | MFG | Closed |  |  |  | 6800 | Thies firstclass | 风速计
EC5588 |  | COUPLING / DECOUPLING NETWORKS CDN-M2N (16A) | CDN-M2N /240V,16A | P1529160603 | ICT | 86#4F-EMC test lab | I | 2019-08-01 | 2020-07-31 | CEPREI | Closed | 2015-10-10 16:05 | 包含附件CA T2/AF2一个 |  | 9700 | EM TEST | 耦合/去耦网络模块CDN-M2N (16A)
EC5589 |  | COUPLING / DECOUPLING NETWORKS CDN-M2N (16A) | CDN-M2N /240V,16A | P1529160604 | ICT | 86#4F-EMC test lab | I | 2019-08-01 | 2020-07-31 | CEPREI | Closed | 2015-10-10 16:02 |  |  | 9700 | EM TEST | 耦合/去耦网络模块CDN-M2N (16A)
EC5590 |  | COUPLING / DECOUPLING NETWORKS CDN-M5 (16A) | CDN-M5 /3*400V 16A | P1508150799 | ICT | 86#4F-EMC test lab | I | 2018-12-19 | 2019-12-18 | SIMT | Closed | 2015-12-29 17:11 | 包含附件CA M5N一个 |  | 12000 | EM TEST | 耦合/去耦网络模块CDN-M5 (16A)
EC5591 |  | Current transformer |  |  | IW BJ | BJ IW test lab | I | 2019-03-13 | 2021-03-12 | SIMT | Closed | 2015-09-30 13:40 | AKH -0.66 -0.2级、50:5 |  | 116 | 安科瑞电气股份有限公司 | 电流互感器
EC5592 |  | Current transformer |  |  | IW BJ | BJ IW test lab | I | 2019-03-13 | 2021-03-12 | SIMT | Closed | 2015-09-30 13:51 | AKH -0.66 -0.2级、50:5 |  | 116 | 安科瑞电气股份有限公司 | 电流互感器
EC5593 |  | steel bar | φ25.4 |  | SH ICT | 86#4F-Multimedia test lab | II | 2016-10-15 | — | EC JZ | Can not be found | 2015-10-15 10:09 |  |  | 1300 | 上海强坤机械制造有限公司 | 铁棒
EC5594 |  | Pressure/Vacuum Transducer Module | PV350 |  | SH Lab | 51#7F-PPT test lab | I | 2019-01-11 | 2020-01-10 | JSMI | Calibrating | 2015-11-09 13:41 |  |  | 3501 | FLUKE | 压力测试模块（Fluke PV350）
EC5595 |  | Temperature apparatus for rangehoods |  |  | QD | Qindao test lab | III | 2015-10-08 | — | ES CZ | Closed | 2015-10-13 10:45 |  |  | 39000 | 上海强坤机械制造有限公司 | 脱排油烟机测试装置
EC5596 |  | Argon Electrotome | YD2000 | 130037 | SH Medical | 86#2F-TCO test lab | I | 2019-01-28 | 2020-04-27 | SIMT | Calibrating | 2016-01-06 10:50 |  |  | 50000 | 上海沪通电子有限公司 | 氩气电刀
EC5597 |  | Microwave survey meter | HI-1501 | 201828 | HA | 86#3F-Home appliance test lab | I | 2019-06-04 | 2020-06-03 | GRGT | Closed | 2016-03-29 13:22 |  |  | 14500 | ETS-LINDGREN | 微波测量仪
EC5598 |  | Current transformer | AKH-0.66/KFXZ K-140*60 2500/5 | 11510092030001 | SH Wind | BJ IW test lab | I | 2019-10-24 | 2021-10-23 | SIMT | Closed | 2015-10-29 15:57 |  |  | 510 | 安科瑞电气股份有限公司 | 电流互感器
EC5599 |  | Current transformer | AKH-0.66/KFXZ K-140*60 2500/5 | 11510092030002 | SH Wind | BJ IW test lab | I | 2015-10-23 | 2017-10-22 | SIMT | Closed | 2015-10-29 16:04 |  |  | 510 | 安科瑞电气股份有限公司 | 电流互感器
EC5599 |  | Current transformer | AKH-0.66/KFXZ K-140*60 2500/5 | 11510092030003 | SH Wind | BJ IW test lab | I | 2019-10-24 | 2021-10-23 | SIMT | Closed | 2015-10-29 16:02 |  |  | 510 | 安科瑞电气股份有限公司 | 电流互感器
EC5601 |  | 1933 Daily check box | 1933 | 801013 | CX | CIXI test lab | I | 2019-01-13 | 2020-01-12 | JSMI | Closed |  |  |  | 3400 | 华仪电子 | 1933 日常检查盒
EC5602 |  | impact hammer | 1J |  | XM Lab | Xiamen test lab | II | 2020-02-16 | 2020-05-15 | EC JK | Closed | 2015-12-09 14:27 |  |  | 2250 | 上海强坤机械制造有限公司 | 冲击锤
EC5603 |  | impact hammer | 0.7J |  | XM | Xiamen test lab | II | 2020-02-16 | 2020-05-15 | EC JK | Closed | 2015-12-09 14:28 |  |  | 2250 | 上海强坤机械制造有限公司 | 冲击锤
EC5604 |  | impact hammer | 0.5J |  | XM Lab | Xiamen test lab | II | 2020-02-16 | 2020-05-15 | EC JK | Closed | 2015-12-09 14:29 |  |  | 2250 | 上海强坤机械制造有限公司 | 冲击锤
EC5605 |  | impact hammer | 0.2J |  | XM Lab | Xiamen test lab | II | 2020-02-16 | 2020-05-15 | EC JK | Closed | 2015-12-09 14:30 |  |  | 2250 | 上海强坤机械制造有限公司 | 冲击锤
EC5606 |  | impact hammer | 0.35J |  | XM Lab | Xiamen test lab | II | 2020-02-16 | 2020-05-15 | EC JK | Closed | 2015-12-09 14:31 |  |  | 2250 | 上海强坤机械制造有限公司 | 冲击锤
EC5607 |  | Current transformer | AKH-0.66/KFXZ K-140*60 2500/5 | 11510231750002 | SH Wind | BJ IW test lab | I | 2019-04-26 | 2021-04-25 | JSMI | Closed | 2015-11-18 16:42 |  |  | 510 | 安科瑞电气股份有限公司 | 电流互感器
EC5608 |  | Current transformer | AKH-0.66/KFXZ K-140*60 2500/5 | 11510231750003 | SH Wind | BJ IW test lab | I | 2019-04-26 | 2021-04-25 | JSMI | Closed | 2015-11-18 16:43 |  |  | 510 | 安科瑞电气股份有限公司 | 电流互感器
EC5609 |  | Current transformer | AKH-0.66/KFXZ K-140*60 2500/5 | 11510231750001 | SH Wind | BJ IW test lab | I | 2019-04-26 | 2021-04-25 | JSMI | Closed | 2015-11-18 16:45 |  |  | 510 | 安科瑞电气股份有限公司 | 电流互感器
EC5610 |  | Endurance test box | 定制 |  | LUM | 51#7F-LUM test lab | II | 2019-11-06 | 2020-11-05 | ES AW | Closed | 2015-11-09 17:47 |  |  | 400 | Intertek SH（自制） | 灯具耐久测试盒
EC5611 |  | Endurance test box | 定制 |  | LUM | 51#7F-LUM test lab | II | 2019-11-06 | 2020-11-05 | ES AW | Closed | 2015-11-09 18:01 |  |  | 400 | Intertek SH（自制） | 灯具耐久测试盒
EC5612 |  | impact hammer | 0.22J |  | SH ACCE | 85#5F-Gauge room | II | 2020-02-16 | 2020-05-15 | EC JK | Closed | 2015-12-09 14:00 |  |  | 2250 | 上海强坤机械制造有限公司 | 冲击锤
EC5613 |  | impact hammer | 0.33J |  | SH ACCE | 85#5F-Gauge room | II | 2020-02-16 | 2020-05-15 | EC JK | Closed | 2015-12-09 14:03 |  |  | 2250 | 上海强坤机械制造有限公司 | 冲击锤
EC5614 |  | impact hammer | 0.44J |  | SH ACCE | 85#5F-Gauge room | II | 2020-02-16 | 2020-05-15 | EC JK | Closed | 2015-12-09 14:04 |  |  | 2250 | 上海强坤机械制造有限公司 | 冲击锤
EC5615 |  | impact hammer | 0.55J |  | SH ACCE | 85#5F-Gauge room | II | 2020-02-16 | 2020-05-15 | EC JK | Closed | 2015-12-09 14:06 |  |  | 2250 | 上海强坤机械制造有限公司 | 冲击锤
EC5616 |  | Test circuit for testing a non-dimmable lamp | 定制 |  | XM | Xiamen test lab | III | 2015-11-12 | — | ES CZ | Closed | 2015-11-18 10:37 |  |  | 1150 | 上海芯利电子科技有限公司 | 非可调光灯测试电路
EC5617 |  | Pressure Sensor | NH121Y600~1100-I | 151030121Y001 | SH Wind | BJ IW test lab | I | 2017-09-25 | 2019-09-24 | SIMT | Calibrating | 2015-12-07 16:54 | 电流输出，4~20mA |  | 800 | 武汉中科能慧科技发展有限公司 | 大气压力计
EC5618 |  | Temperature sensor | NH121W -40~60-I | 151030121W001 | SH Wind | BJ IW test lab | I | 2017-03-03 | 2019-03-02 | SIMT | Closed | 2015-12-29 17:20 | 电流输出，4~20mA |  | 550 | 武汉中科能慧科技发展有限公司 | 大气温度计
EC5619 |  | Power transmitter | BD-4P/FXZ AC 400V 5A 0.2级 | 11510231700001 | SH Wind | BJ IW test lab | I | 2017-07-17 | 2019-07-16 | CASC | Closed | 2015-12-02 17:27 |  |  | 1494 | 安科瑞电气股份有限公司 | 功率变送器
EC5620 |  | Measurement and Control Module | CR1000 | 73633 | SH Wind | BJ IW test lab | I | 2015-11-23 | 2017-11-22 | SIMT | Closed | 2015-12-04 11:01 | 附加CFM100闪存模块一块（SN：12637），2G存储卡一张 |  | 21000 | Campbell Scientific | 数据采集仪
EC5621 |  | U-Pressure gauge |  |  | PS | 86#2F-Power supply test lab | III | 2015-11-22 | — | JSMI | Closed | 2016-12-14 16:36 |  |  | 80 |  | U型压力计
EC5622 |  | Beaker |  |  | PS | 86#2F-Power supply test lab | III | 2015-11-30 | — | SIMT | Closed | 2016-01-29 14:05 | 1000ml |  | 10.7 | 上海长城华美仪器化剂有限公司 | 烧杯
EC5623 |  | Beaker |  |  | PS | 86#2F-Power supply test lab | III | 2015-11-30 | — | SIMT | Closed | 2016-01-29 14:03 | 2000ml |  | 23.2 | 上海长城华美仪器化剂有限公司 | 烧杯
EC5624 |  | Beaker |  |  | PS | 86#2F-Power supply test lab | III | 2015-11-30 | — | SIMT | Closed | 2016-01-29 14:02 | 5000ml |  | 53.9 | 上海长城华美仪器化剂有限公司 | 烧杯
EC5625 |  | Temperature sensor | NH121W -40~60-U2 | 151111121W001 | SH Wind | BJ IW test lab | I | 2018-03-05 | 2020-03-04 | SIMT | Calibrating | 2015-12-15 09:38 | 电压输出，0~2V |  | 550 | 武汉中科能慧科技发展有限公司 | 大气温度计
EC5626 |  | Pressure Sensor | NH121Y600~1100-U2 | 151111121Y001 | SH Wind | BJ IW test lab | I | 2018-03-05 | 2020-03-04 | SIMT | Calibrating | 2016-02-05 14:29 | 电压输出，0~2V |  | 800 | 武汉中科能慧科技发展有限公司 | 大气压力计
EC5627 |  | Spectroradio meter | CS-2000A | 2001363 | SH ICT | 86#2F-TCO test lab | I | 2019-04-16 | 2020-04-15 | NIM | Closed | 2016-03-01 16:10 |  |  | 259060 | KONICA MINOLTA | 分光辐射亮度计
EC5628 |  | GFCI test equipment | 定制 |  | ACCE | 85#5F-ACCE & LUM test lab | I | 2019-11-20 | 2020-11-19 | XRCTT | Closed | 2016-05-30 16:59 | 2019.11.20设备本体改I类 |  | 98000 | 上海锐得电子有限公司 | GFCI 测试装置
EC5628 | 1 | keithley model 2000 digital multimeter | model 2000 |  | ACCE | 85#5F-ACCE & LUM test lab | I | 2019-12-23 | 2020-12-22 | JSMI | Closed | 2016-05-03 11:02 |  |  | 5700 | keithley | model 2000 数字万用表
EC5628 | 2 | AC digit current meter | ZW1602T |  | ACCE | 85#5F-ACCE & LUM test lab | I | 2019-12-23 | 2020-12-22 | JSMI | Closed |  |  |  | 0 | 青岛青智仪器有限公司 | 交流数字电流表
EC5628 | 3 | AC digit voltage meter | ZW1601 |  | ACCE | 85#5F-ACCE & LUM test lab | I | 2019-12-23 | 2020-12-22 | JSMI | Closed | 2016-05-03 11:11 |  |  | 0 | 青岛青智仪器有限公司 | 交流数字电压表
EC5628 | 4 | angle |  |  | ACCE | 85#5F-ACCE & LUM test lab | I | 2017-09-30 | 2020-09-29 | JSMI | Closed | 2017-11-08 11:16 |  |  | 500 | 上海晶苓电子科技有限公司 | 量角尺
EC5628 | 5 | Angle |  |  | ACCE | 85#5F-ACCE & LUM test lab | I | 2017-09-30 | 2020-09-29 | JSMI | Closed | 2017-11-08 11:17 |  |  | 500 | 上海晶苓电子科技有限公司 | 量角尺
EC5629 |  | Current transformer |  |  | IW | BJ IW test lab | I | 2015-11-30 | 2017-11-29 | SIMT | Closed | 2015-12-22 15:57 |  |  | 115 | 安科瑞电气股份有限公司 | 电流互感器
EC5630 |  | Current transformer |  |  | IW | BJ IW test lab | I | 2015-11-30 | 2017-11-29 | SIMT | Closed | 2015-12-22 15:59 |  |  | 115 | 安科瑞电气股份有限公司 | 电流互感器
EC5631 |  | " go" gauge for base G9 | Go gauge for base G9 |  | XM | Xiamen test lab | II | 2019-12-09 | 2020-12-08 | EC JZ | Closed | 2016-01-04 13:48 |  |  | 2050 | 上海强坤机械制造有限公司 | 7006-129A-1灯头量规
EC5632 |  | "not go" gauge for base G9 | 7006-129-1 |  | XM Lab | Xiamen test lab | II | 2019-12-09 | 2020-12-08 | EC JZ | Closed | 2016-01-04 14:09 |  |  | 2050 | 上海强坤机械制造有限公司 | 7006-129-1灯头量规
EC5633 |  | " go " and "not go" gauge for BI-PIN LAMP BASES G4 | G4A |  | XM Lab | Xiamen test lab | II | 2019-12-09 | 2020-12-08 | EC JZ | Closed | 2016-01-04 14:11 |  |  | 1200 | 上海强坤机械制造有限公司 | G4A 灯头量规
EC5634 |  | " go " and "not go" gauge for BI-PIN LAMP BASES G4B | G4B 7006-72 |  | XM Lab | Xiamen test lab | I | 2019-12-09 | — | JSMI | Disposal | 2016-01-04 14:14 |  |  | 1600 | 上海强坤机械制造有限公司 | G4B 灯头量规
EC5635 |  | stainless Standard weights | 2公斤 |  | CN FAC | 86#4F-Calibration room | III | 2015-12-11 | — | SIMT | Closed | 2016-01-26 14:44 |  |  | 462.5 | 上海芯利电子科技有限公司 | 不锈钢标准砝码 F2
EC5636 |  | stainless Standard weights | 10公斤 |  | CN FAC | 86#4F-Calibration room | III | 2015-12-11 | — | SIMT | Closed | 2016-01-26 14:47 |  |  | 462.5 | 上海芯利电子科技有限公司 | M1 等级 10公斤 不锈钢砝码
EC5637 |  | standard weights | 25公斤 |  | CN FAC | 86#4F-Calibration room | III | 2015-12-11 | — | SIMT | Closed | 2016-01-26 14:50 |  |  | 462.5 | 上海芯利电子科技有限公司 | 铸铁砝码 M2等级 25公斤
EC5638 |  | standard weights | 25公斤 |  | CN FAC | 86#4F-Calibration room | III | 2015-12-11 | — | SIMT | Closed | 2016-01-26 14:53 |  |  | 462.5 | 上海芯利电子科技有限公司 | 铸铁砝码 M2等级 25公斤
EC5639 |  | test equipment for applying an axail force | 80N, 120N |  | XM Lab | Xiamen test lab | II | 2019-06-16 | 2020-06-15 | EC JZ | Closed | 2015-12-25 11:00 |  |  | 6200 | 上海强坤机械制造有限公司 | 灯头垂直力测试装置
EC5640 |  | Power transmitter | BD-4P/FXZ AC 400V 5A 0.2级 | 11512021720001 | SH Wind | BJ IW test lab | I | 2017-07-17 | 2019-07-16 | CASC | Closed | 2016-02-04 10:24 |  |  | 1494 | 安科瑞电气股份有限公司 | 功率变送器
EC5641 |  | Measurement and Control Module | CR1000 | 75723 | SH Wind | BJ IW test lab | I | 2019-03-26 | 2021-03-25 | SIMT | Closed | 2016-01-11 18:13 | 附加CFM100闪存模块一块（SN：12697），2G存储卡一张 |  | 21000 | Campbell Scientific | 数据采集仪
EC5642 |  | Measurement and Control Module | CR1000 | 75721 | SH Wind | BJ IW test lab | I | 2019-03-26 | 2021-03-25 | SIMT | Closed | 2016-01-11 18:17 | 附加CFM100闪存模块一块（SN：12695），2G存储卡一张 |  | 21000 | Campbell Scientific | 数据采集仪
EC5643 |  | Digital Micormeter | 50~75mm | C467 | Facility | 86#4F-Calibration room | I | 2019-12-23 | 2020-12-22 | JSMI | Closed | 2016-01-06 10:27 |  |  | 631 | 上海量具刃具厂有限公司 | 数显千分尺
EC5643 | 1 | Digital Micormeter length bar | 50mm | C467 | Facility | 86#4F-Calibration room | I | 2019-04-11 | 2022-04-10 | JSMI | Closed |  |  |  | 631 | 上海量具刃具厂有限公司 | 数显千分尺-量棒
EC5644 |  | Digital Micormeter | 25~50mm | C280 | Facility | 86#4F-Calibration room | I | 2019-12-23 | 2020-12-22 | JSMI | Closed | 2016-01-06 10:30 |  |  | 492 | 上海量具刃具厂有限公司 | 数显千分尺
EC5644 | 1 | Digital Micormeter length bar | 25mm | C280 | Facility | 86#4F-Calibration room | I | 2019-04-11 | 2022-04-10 | JSMI | Closed |  |  |  | 492 | 上海量具刃具厂有限公司 | 数显千分尺-量棒
EC5645 |  | Digital Micormeter | 0-1“/0~25mm | 29334030 | Facility | 86#4F-Calibration room | I | 2019-12-23 | 2020-12-22 | JSMI | Closed | 2016-01-04 17:54 |  |  | 938 | Mitutoyo Corporation | 数显千分尺
EC5646 |  | Digital Caliper | 0~200mm | 8-15010460 | Facility | 86#4F-Calibration room | I | 2019-12-23 | 2020-12-22 | JSMI | Closed | 2016-01-05 17:29 |  |  | 462 | 上海量具刃具厂有限公司 | 电子数显卡尺
EC5647 |  | Steel Rule | 0~500mm | 91403 | Facility | 86#4F-Calibration room | I | 2018-12-21 | 2021-12-20 | SQI | Closed | 2016-01-11 17:55 |  |  | 16.1 | SATA 世达 | 钢直尺
EC5648 |  | Digital Micormeter | 75~100mm | C113 | Facility | 86#4F-Calibration room | I | 2019-12-23 | 2020-12-22 | JSMI | Closed | 2015-12-29 17:51 |  |  | 757 | 上海量具刃具厂有限公司 | 数显千分尺
EC5648 | 1 | Digital Micormeter length bar | 75mm | C113 | Facility | 86#4F-Calibration room | I | 2019-04-11 | 2022-04-10 | JSMI | Closed |  |  |  | 757 | 上海量具刃具厂有限公司 | 数显千分尺-量棒
EC5649 |  | GB1002 gauge | GB1002 图3 16A |  | ACCE | 85#5F-Gauge room | II | 2020-03-10 | 2021-03-09 | EC JK | Closed | 2016-03-21 16:38 |  |  | 1150 | 上海强坤机械制造有限公司 | 最大吊拔力实验量规（反面带钩子） GB1002 图3 16A
EC5650 |  | GB1002 gauge | 最大吊拔力实验量规（反面带钩子） GB1002 图17 10A |  | ACCE | 85#5F-Gauge room | II | 2020-03-10 | 2021-03-09 | EC JK | Closed | 2016-03-21 16:41 |  |  | 1150 | 上海强坤机械制造有限公司 | 最大吊拔力实验量规（反面带钩子） GB1002 图17 10A
EC5651 |  | GB1002 gauge | 最小吊拔力实验量规 GB1002 图1 10A 1.5N |  | ACCE | 85#5F-Gauge room | II | 2020-03-10 | 2021-03-09 | EC JK | Closed | 2016-03-21 16:42 |  |  | 600 | 上海强坤机械制造有限公司 | 最小吊拔力实验量规 GB1002 图1 10A 1.5N
EC5652 |  | GB1002 gauge | 最小吊拔力实验量规 GB1002 图3 10A 1.5N |  | ACCE | 85#5F-Gauge room | II | 2020-03-10 | 2021-03-09 | EC JK | Closed | 2016-03-21 16:44 |  |  | 600 | 上海强坤机械制造有限公司 | 最小吊拔力实验量规 GB1002 图3 10A 1.5N
EC5653 |  | GB1002 gauge | 最小吊拔力实验量规 GB1002 图3 16A 2N |  | ACCE | 85#5F-Gauge room | II | 2020-03-10 | 2021-03-09 | EC JK | Closed | 2016-03-21 16:45 |  |  | 600 | 上海强坤机械制造有限公司 | 最小吊拔力实验量规 GB1002 图3 16A 2N
EC5654 |  | GB1002 gauge | 最小吊拔力实验量规 GB1002 图17 10A 1.5N |  | ACCE | 85#5F-Gauge room | II | 2020-03-10 | 2021-03-09 | EC JK | Closed | 2016-03-21 16:46 |  |  | 600 | 上海强坤机械制造有限公司 | 最小吊拔力实验量规 GB1002 图17 10A 1.5N
EC5655 |  | GB1002 gauge | 正常操作（耐久）实验插针 GB1002 图1 10A |  | ACCE | 85#5F-Gauge room | II | 2020-03-10 | 2021-03-09 | EC JK | Closed | 2016-03-21 16:48 |  |  | 1000 | 上海强坤机械制造有限公司 | 正常操作（耐久）实验插针 GB1002 图1 10A
EC5656 |  | GB1002 gauge | 正常操作（耐久）实验插针 GB1002 图3 10A |  | ACCE | 85#5F-Gauge room | II | 2020-03-10 | 2021-03-09 | EC JK | Closed | 2016-03-21 16:10 |  |  | 1000 | 上海强坤机械制造有限公司 | 正常操作（耐久）实验插针 GB1002 图3 10A
EC5657 |  | GB1002 gauge | 正常操作（耐久）实验插针 GB1002 图3 16A |  | ACCE | 85#5F-Gauge room | II | 2020-03-10 | 2021-03-09 | EC JK | Closed | 2016-03-21 16:09 |  |  | 1000 | 上海强坤机械制造有限公司 | 正常操作（耐久）实验插针 GB1002 图3 16A
EC5658 |  | GB1002 gauge | 正常操作（耐久）实验插针 GB1002 图17 10A |  | ACCE | 85#5F-Gauge room | II | 2020-03-10 | 2021-03-09 | EC JK | Closed | 2016-03-21 16:49 |  |  | 1000 | 上海强坤机械制造有限公司 | 正常操作（耐久）实验插针 GB1002 图17 10A
EC5659 |  | Air Flowmeter | FT-032-11-ST-VN | 408100-1 | SH Lab | 86#1F-Material test lab | I | 2018-01-03 | 2020-01-02 | SIMT | Calibrating | 2016-01-11 18:08 |  |  | 900 | 美国 Omega | 气体流量计
EC5660 |  | pressure meter | 1.6Mpa | JL07153464 | SH Lab | 86#1F-Washing M/C test lab | I | 2019-11-15 | 2020-11-14 | JSMI | Closed | 2016-01-04 17:43 |  |  | 580 | 上海自动化仪表股份有限公司 | 压力表（1.6Mpa）
EC5661 |  | glass graduate |  |  | PS | 86#2F-Power supply test lab | III | 2015-12-17 | — | SIMT | Closed | 2016-01-29 13:54 | 50ml |  | 22 | 上海新世界五金机电有限公司红光电器分公司 | 量筒（50ml）
EC5662 |  | glass graduate |  |  | PS | 86#2F-Power supply test lab | III | 2015-12-17 | — | SIMT | Closed | 2016-01-29 13:53 | 100ml |  | 32 | 上海新世界五金机电有限公司红光电器分公司 | 量筒（100ml）
EC5663 |  | glass graduate |  |  | PS | 86#2F-Power supply test lab | III | 2015-12-17 | — | SIMT | Closed | 2016-01-29 13:50 | 250ml |  | 45 | 上海新世界五金机电有限公司红光电器分公司 | 量筒（250ml）
EC5664 |  | glass graduate |  |  | PS | 86#2F-Power supply test lab | III | 2015-12-17 | — | SIMT | Closed | 2016-01-29 13:46 | 500ml |  | 68 | 上海新世界五金机电有限公司红光电器分公司 | 量筒（500ml）
EC5665 |  | lithium-ion enclosure pressure test equipment | 21ML 2070KPa 70KPa , 30S |  | HA | 86#3F-Home appliance test lab | II | 2020-02-26 | 2021-02-25 | ES AW | Closed | 2016-04-25 09:44 |  |  | 5800 | 上海晶苓电子科技有限公司 | 锂电池外壳压力测试设备
EC5665 | 1 | perssure gage | 2500KPa |  | PT | 86#2F-Power supply test lab | I | 2019-09-26 | 2020-09-25 | JSMI | Closed | 2016-04-25 09:33 |  |  | 0 | 上海宜川上岭仪表有限公司 | 压力表
EC5666 |  | Air Flowmeter | FL-3651G | 402452-1 | SH Lab | 86#1F-Material test lab | I | 2018-02-11 | 2020-02-10 | SIMT | Calibrating | 2016-01-28 14:09 |  |  | 1200 | 美国 Omega | 气体流量计
EC5667 |  | test corner |  |  | SH Lab | 86#2F-Power supply test lab | III | 2015-12-29 | — | ES CZ | Closed | 2015-12-29 12:45 |  |  | 1900 | 上海强坤机械制造有限公司 | 测试角
EC5668 |  | AC/DC digital power meter |  |  | IW BJ | BJ IW test lab | I | 2017-09-06 | 2019-09-05 | CASC | Calibrating | 2016-01-29 13:20 |  |  | 900 |  | 单相功率计
EC5669 |  | AC/DC digital power meter |  |  | IW | BJ IW test lab | I | 2017-09-06 | 2019-09-05 | CASC | Calibrating | 2016-01-29 13:23 |  |  | 900 |  | 单相功率计
EC5670 |  | IS.1293 Gauge |  |  | ACCE | 85#5F-Gauge room | II | 2020-01-04 | 2021-01-03 | EC JZ | Closed | 2015-12-30 10:05 |  |  | 600 | 上海强坤机械制造有限公司 | IS 1293 Gauge 最小吊拔力 图42 16A-1
EC5671 |  | IS.1293 Gauge |  |  | ACCE | 85#5F-Gauge room | II | 2020-01-04 | 2021-01-03 | EC JZ | Closed | 2015-12-30 10:07 |  |  | 600 | 上海强坤机械制造有限公司 | IS 1293 Gauge 最小吊拔力 图42 10A-1
EC5672 |  | Gauge |  |  | ACCE | 85#5F-Gauge room | II | 2020-01-04 | 2021-01-03 | EC JZ | Closed | 2016-12-09 14:54 |  |  | 0 | 上海强坤机械有限公司 | 最小吊拔力
EC5673 |  | IS.1293 Gauge |  |  | ACCE | 85#5F-Gauge room | II | 2020-01-04 | 2021-01-03 | EC JZ | Closed | 2015-12-30 10:08 |  |  | 600 | 上海强坤机械制造有限公司 | IS 1293 Gauge 最小吊拔力 图42 16A-2
EC5673 |  | IS.1293 Gauge |  |  | ACCE | 85#5F-Gauge room | II | 2019-12-30 | 2020-12-29 | EC JZ | Closed | 2015-12-30 10:10 |  |  | 600 | 上海强坤机械制造有限公司 | IS 1293 Gauge 最小吊拔力 图42 10A-2
EC5674 |  | IS.1293 Gauge | Annex B 图B-1 6A/10A |  | ACCE | 85#5F-Gauge room | II | 2020-01-04 | 2021-01-03 | EC JZ | Closed | 2015-12-30 10:12 |  |  | 3400 | 上海强坤机械制造有限公司 | Annex B 图B-1 6A/10A
EC5675 |  | IS.1293 Gauge | Annex B 图B-1 16A |  | ACCE | 85#5F-Gauge room | II | 2020-01-04 | 2021-01-03 | EC JZ | Closed | 2015-12-30 10:13 |  |  | 3400 | 上海强坤机械制造有限公司 | Annex B 图B-1 16A
EC5676 |  | IS.1293 Gauge | IS1293 图B-2 16A |  | ACCE | 85#5F-Gauge room | II | 2020-01-04 | 2021-01-03 | EC JZ | Closed | 2015-12-30 10:14 |  |  | 3000 | 上海强坤机械制造有限公司 | IS1293 图B-2 16A 量规
EC5677 |  | IS.1293 Gauge | IS1293 图B-2 6A/10A |  | ACCE | 85#5F-Gauge room | II | 2020-01-04 | 2021-01-03 | EC JZ | Closed | 2015-12-30 10:16 |  |  | 3000 | 上海强坤机械制造有限公司 | IS1293 图B-2 6A/10A 量规
EC5678 |  | IS.1293 Gauge | IS1293 图B-3 16A |  | ACCE | 85#5F-Gauge room | II | 2020-01-04 | 2021-01-03 | EC JZ | Closed | 2015-12-30 10:17 |  |  | 3000 | 上海强坤机械制造有限公司 | IS1293 图B-3 16A 量规
EC5679 |  | IS.1293 Gauge | Annex B 图B-3 6A/10A |  | ACCE | 85#5F-Gauge room | II | 2020-01-04 | 2021-01-03 | EC JZ | Closed | 2015-12-30 10:18 |  |  | 3000 | 上海强坤机械制造有限公司 | Annex B 图B-3 6A/10A 量规
EC5680 |  | gauge | φ25 |  | ACCE | 85#5F-Gauge room | II | 2019-12-30 | 2020-12-29 | EC JZ | Closed | 2015-12-30 14:43 |  |  | 400 | 上海庞洪工贸有限公司 | 量规 φ25
EC5681 |  | gauge | φ28 |  | ACCE | 85#5F-Gauge room | II | 2019-12-30 | 2020-12-29 | EC JZ | Closed | 2015-12-30 14:39 |  |  | 400 | 上海庞洪工贸有限公司 | φ28 量规
EC5682 |  | AC frequency converter | AN97003H | 1511970298 | Facility | 86#4F-Calibration room | I | 2019-01-09 | 2020-01-08 | SQI | Calibrating | 2016-01-12 15:50 |  |  | 8500 | 艾诺仪器公司 | 单相交流变频电源
EC5683 |  | Platinum resistance temperature sensor | 5626-12-D | 3754 | Facility | 86#4F-Calibration room | I | 2019-06-05 | 2020-06-04 | SIMT | Closed | 2016-03-28 16:35 |  |  | 22000 | FLUKE | 铂电阻温度传感器
EC5684 |  | AC frequency converter | AN97005H | 1512970104ZB | HA | 86#3F-Home appliance test lab | I | 2019-01-09 | 2020-01-08 | SQI | Calibrating | 2016-01-08 10:01 |  |  | 11500 | 艾诺仪器公司 | 交流变频电源
EC5685 |  | pressure meter | 0.1Mpa | JL07153374 | SH Lab | 86#1F-Water-proof test lab | I | 2019-03-06 | 2020-03-05 | JSMI | Calibrating | 2016-01-28 14:17 |  |  | 580 | 上海自动化仪表股份有限公司 | 压力表（0.1Mpa）
EC5686 |  | test finger |  |  | ACCE | 85#5F-Gauge room | II | 2020-01-13 | 2021-01-12 | EC JZ | Closed | 2016-01-18 15:04 |  |  | 1400 | 上海强坤机械制造有限公司 | 试验指
EC5687 |  | flow meter | MF5006 | G5DLA50064 | PT | 86#1F-Environment test lab | I | 2019-06-04 | 2020-06-03 | SIMT | Closed | 2016-02-23 11:37 |  |  | 7500 | 矽翔微机电系统有限公司 | 气体质量流量计
EC5688 |  | rule |  |  | ACCE | 85#5F-Gauge room | II | 2020-01-15 | 2021-01-14 | ES AW | Closed | 2016-01-15 13:48 |  |  | 434 | 上海金工机电设备有限公司 | 塞尺
EC5689 |  | Slide-Wire Resistor | BX8D-4/7 5A 200Ω |  | XM | Xiamen test lab | III | 2016-01-21 | — | ES CZ | Closed | 2016-01-21 16:11 |  |  | 3200 | 上海文顺电器有限公司 | 滑线变阻器
EC5690 |  | Slide-Wire Resistor | BX8D-4/7 5A 200Ω |  | XM | Xiamen test lab | III | 2016-01-21 | — | ES CZ | Closed | 2016-01-21 16:13 |  |  | 3200 | 上海文顺电器有限公司 | 滑线变阻器
EC5691 |  | Leakage current test box | IEC60990 Fig 5 |  | SH HEE | 86#4F-Multimedia test lab | I | 2019-03-11 | 2020-03-10 | SIMT | Calibrating | 2016-03-08 13:16 |  |  | 600 | 上海芯利电子科技有限公司 | 泄漏电流测试盒（Fig 5）
EC5692 |  | weight |  |  | HA | 86#3F-Home appliance test lab | II | 2020-02-14 | 2021-02-13 | EC JK | Closed | 2016-02-18 10:04 |  |  | 260 | 苏州东辰林达检测技术有限公司 | 砝码
EC5693 | 0 | Water pump testing device |  | 1504102 | PPT | 51#7F-PPT test lab | III | 2016-12-08 | — | JSMI | Closed |  |  |  | 1800 | 雷达尔仪表有限公司 | 水泵测试装置
EC5693 | 1 | Pressure Transmitter | LED-1331500GGRMP/（-0.1Mpa~0.1Mpa） | 1504102 | PPT | 51#7F-PPT test lab | I | 2018-12-20 | — | JSMI | Out of service |  |  |  | 1800 | 雷达尔仪表有限公司 | 压力变送器
EC5693 | 10 | Electromagnetic Flowmeter | KKF8260-20-40-2A1-00 （0.5级） | 20150701001 | PPT | 51#7F-PPT test lab | I | 2016-08-11 | — | SIMT | Out of service | 2016-10-20 09:46 | (2018.08.11封存) |  | 3300 | 杭州威格电子科技有限公司 | 电磁流量计
EC5693 | 11 | Electromagnetic Flowmeter | KKF8260-25-40-2A1-00 （0.5级） | 20150701002 | PPT | [5 empty] | Equipment arrived, waiting for acceptance check |  |  |  | 3300 | 杭州威格电子科技有限公司 | 电磁流量计
EC5693 | 13 | Electromagnetic Flowmeter | KKF8260-32-40-2A1-00 （0.5级） | 20150701003 | PPT | 51#7F-PPT test lab | I | 2016-08-12 | — | SIMT | Out of service | 2016-10-20 09:46 | (2018.08.11封存) |  | 3300 | 杭州威格电子科技有限公司 | 电磁流量计
EC5693 | 14 | Electromagnetic Flowmeter | KKF8260-40-40-2A1-00 （0.5级） | 20150701005 | PPT | 51#7F-PPT test lab | I | 2018-08-22 | 2020-08-21 | SIMT | Closed | 2016-10-20 09:45 |  |  | 3300 | 杭州威格电子科技有限公司 | 电磁流量计
EC5693 | 15 | Electromagnetic Flowmeter | KKF8260-50-40-2A1-00 （0.5级） | 20150701006 | PPT | 51#7F-PPT test lab | I | 2016-08-12 | — | SIMT | Out of service | 2016-10-20 09:44 | (2018.08.11封存) |  | 3300 | 杭州威格电子科技有限公司 | 电磁流量计
EC5693 | 2 | Pressure Transmitter | LED-1331500GGRMP/（0~0.6Mpa） | 150711 | PPT | 51#7F-PPT test lab | I | 2015-11-05 | — | MFG | Out of service |  | 封存2017.1.17 |  | 1800 | 雷达尔仪表有限公司 | 压力变送器
EC5693 | 3 | Pressure Transmitter | 0~1.6Mpa | 150712 | PPT | 51#7F-PPT test lab | I | 2018-12-20 | — | JSMI | Out of service |  | 封存.2017.1.17 |  | 1800 | 雷达尔仪表有限公司 | 压力变送器
EC5693 | 4 | pressure gage | -0.1~0.15Mpa/0.25级 | YW09076299 | PPT | 51#7F-PPT test lab | I | 2018-12-20 | — | JSMI | Out of service |  |  |  | 800 | 雷达尔仪表有限公司 | 压力表
EC5693 | 5 | pressure gage | 0~0.6Mpa/0.25级 | YW06144462 | PPT | 51#7F-PPT test lab | I | 2018-12-20 | — | JSMI | Out of service |  |  |  | 800 | 雷达尔仪表有限公司 | 压力表
EC5693 | 6 | pressure gage | 0~2.5Mpa/0.25级 | YW06126619 | PPT | 51#7F-PPT test lab | I | 2018-12-20 | — | JSMI | Out of service |  |  |  | 800 | 雷达尔仪表有限公司 | 压力表
EC5693 | 7 | Three-phase electric parameter measuring instrument | GDW3001A（500V，40A，0.5级） |  | PPT | 51#7F-PPT test lab | I | 2018-02-28 | — | JSMI | Disposal |  |  |  | 3500 | 杭州威格电子科技有限公司 | 三相电参数测量仪
EC5693 | 8 | Flow & speed measurer | SFT-A （0.2级） |  | PPT | 51#7F-PPT test lab | I | 2017-12-26 | — | MFG | Out of service |  | 封存 |  | 3500 | 杭州威格电子科技有限公司 | 流量转速测试仪
EC5693 | 9 | Pressure & lift measurer | P-H （0.2级） |  | PPT | 51#7F-PPT test lab | I | 2017-12-26 | — | MFG | Out of service |  | 封存 |  | 3500 | 杭州威格电子科技有限公司 | 压力扬程测量仪
EC5694 |  | Solar light testing equipment（200mA） | 0~200mADC |  | PPT | 51#7F-PPT test lab | II | 2019-03-17 | 2020-03-16 | EC JZ | Closed | 2016-03-24 09:40 |  |  | 2000 |  | 太阳能灯充放电电流测试装置（200mA）
EC5695 |  | Solar light testing equipment（1A） | 200mA~1000mADC |  | PPT | 51#7F-PPT test lab | II | 2019-03-17 | 2020-03-16 | EC JZ | Closed | 2016-03-24 09:36 |  |  | 0 | Intertek SH（自制） | 太阳能灯充放电电流测试装置（1A）
EC5696 |  | Solar light testing equipment（5A） | 1A~5A |  | PPT | 51#7F-PPT test lab | II | 2019-03-17 | 2020-03-16 | EC JZ | Closed | 2016-03-24 09:38 |  |  | 0 | Intertek SH（自制） | 太阳能灯充放电电流测试装置（5A）
EC5697 |  | Temperature Sensor | NH121W-40~60-u2 | 160224121w003 | IW BJ | BJ IW test lab | I | 2017-07-31 | 2019-07-30 | SIMT | Closed | 2016-03-28 17:02 |  |  | 1000 | 能慧科技 | 大气温度传感器
EC5698 |  | Temperature Sensor | NH121W-40~60-u2 | 160224121w004 | IW BJ | BJ IW test lab | I | 2019-03-13 | 2021-03-12 | SIMT | Closed | 2016-03-28 16:59 |  |  | 1000 | 能慧科技 | 大气温度传感器
EC5699 |  | Temperature Sensor | NH121W-40~60-u 0-2V | 160224121w001 | IW BJ | BJ IW test lab | I | 2016-04-26 | 2018-04-25 | SIMT | Calibrating | 2016-04-27 10:51 |  |  | 1000 |  | 大气温度传感器
EC5700 |  | Temperature Sensor | NH121W-40~60-u2 0-2V | 160224121w002 | IW BJ | BJ IW test lab | I | 2016-03-16 | — | SIMT | Repairing | 2016-03-28 16:56 |  |  | 1000 | 能慧科技 | 大气温度传感器
EC5701 |  | Pressure Sensor | NH121Y600~1000-u2 0-2V | 160224121Y003 | IW BJ | BJ IW test lab | I | 2017-08-29 | 2019-08-28 | SIMT | Calibrating | 2016-03-28 16:53 |  |  | 1200 | 能慧科技 | 大气压力传感器
EC5702 |  | Pressure Sensor | NH121Y600~1000-u2 0-2V | 160224121Y002 | IW BJ | BJ IW test lab | I | 2019-04-28 | 2021-04-27 | SIMT | Closed | 2016-03-28 16:51 |  |  | 1200 | 能慧科技 | 大气压力传感器
EC5703 |  | Pressure Sensor | NH121Y600~1000-u2 0-2V | 160224121Y001 | IW BJ | BJ IW test lab | I | 2019-04-28 | 2021-04-27 | SIMT | Closed | 2016-04-27 10:53 |  |  | 1200 |  | 大气压力传感器
EC5704 |  | Pressure Sensor | NH121Y600~1000-u2 0-2V | 160224121Y004 | IW BJ | BJ IW test lab | I | 2018-08-20 | 2020-08-19 | SIMT | Closed | 2016-03-28 16:40 |  |  | 1200 | 能慧科技 | 大气压力传感器
EC5705 |  | Digital Scale | CWS-5KG | 16030301 | CIXI | CIXI test lab | I | 2019-04-25 | 2020-04-24 | CIXI | Closed | 2016-04-07 15:16 |  |  | 1000 | 上海振莺机电设备有限公司 | 电子秤
EC5706 |  | Wind Vane | 4.3151.10.161 |  | IW BJ | BJ IW test lab | I | 2016-03-07 | 2018-03-06 | MFG | Closed |  |  |  | 13000 | Thies firstclass | 风向标
EC5707 |  | Wind Vane | 4.3151.10.161 |  | IW BJ | BJ IW test lab | I | 2016-03-07 | 2018-03-06 | MFG | Closed |  |  |  | 13000 | Thies firstclass | 风向标
EC5708 |  | Anemometer | 4.3351.10.000 |  | IW BJ | BJ IW test lab | I | 2016-03-07 | 2018-03-06 | MFG | Calibrating |  |  |  | 6800 | Thies firstclass | 风速计
EC5709 |  | Anemometer | 4.3351.10.000 |  | IW BJ | BJ IW test lab | I | 2017-08-21 | 2019-08-20 | MFG | Calibrating |  |  |  | 6800 | Thies firstclass | 风速计
EC5710 |  | Anemometer | 4.3351.10.000 |  | IW BJ | BJ IW test lab | I | 2019-04-06 | 2021-04-05 | MFG | Closed |  |  |  | 6800 | Thies firstclass | 风速计
EC5711 |  | Anemometer | 4.3351.10.000 |  | IW BJ | BJ IW test lab | I | 2016-03-07 | 2018-03-06 | MFG | Closed |  |  |  | 6800 | Thies firstclass | 风速计
EC5712 |  | Digital Scale | JMA-A-1003 |  | CIXI | CIXI test lab | I | 2019-03-27 | 2020-03-26 | JSMI | Calibrating | 2016-04-07 15:17 |  |  | 1000 | 上海振莺机电设备有限公司 | 电子秤
EC5713 |  | Anemometer | 4.3351.10.141 |  | IW BJ | BJ IW test lab | I | 2016-01-21 | 2018-01-20 | MFG | Calibrating | 2016-03-15 11:18 |  |  | 6800 | Thies | 风速计
EC5714 |  | Anemometer | 4.3351.10.141 |  | IW BJ | BJ IW test lab | I | 2016-01-21 | 2018-01-20 | MFG | Calibrating | 2016-03-15 11:22 |  |  | 6800 | Thies | 风速计
EC5715 |  | manual pressure test pump | 高压管+试压泵（1350元） |  | QD | Qindao test lab | III | 2016-04-13 | — | ES CZ | Closed | 2016-04-13 17:16 |  |  | 1500 | 上海飞舟试压泵有限公司 | 试压泵
EC5715 | 1 | piezometer | 0~100MPa |  | QD | Qindao test lab | I | 2017-02-09 | — | GRGT | Damaged | 2016-04-13 17:19 |  |  | 0 | 上海宜川仪表厂 | 压力表
EC5716 |  | Current transformer | KLY-M80II-2000/5-0.2级-15KVA-1T | 70121002 | IW BJ | BJ IW test lab | I | 2018-08-29 | 2020-08-28 | JSMI | Closed | 2016-05-09 14:04 |  |  | 250 | 上海康比利有限公司 | 电流互感器
EC5717 |  | Current transformer | KLY-M80II-2000/5-0.2级-15KVA-1T | 70121003 | IW BJ | BJ IW test lab | I | 2018-08-28 | 2020-08-27 | JSMI | Closed | 2016-05-09 14:07 |  |  | 250 | 上海康比利有限公司 | 电流互感器
EC5718 |  | Current transformer | KLY-M80II-2000/5-0.2级-15KVA-1T | 70121001 | IW BJ | BJ IW test lab | I | 2018-08-28 | 2020-08-27 | JSMI | Closed | 2016-05-09 14:08 |  |  | 250 | 上海康比利有限公司 | 电流互感器
EC5719 |  | AC Power Source | ANFC030S-S |  | CIXI | CIXI test lab | I | 2019-04-25 | 2020-04-24 | CIXI | Closed | 2016-04-22 15:58 |  |  | 34500 | 艾诺仪器公司 | 变频电源
EC5720 |  | Ozone Analyzer | 49i-D1NAA 102701-00 | CM16140021 | EMC | CIXI test lab | I | 2016-04-18 | — | MFG | Out of service | 2016-04-20 09:43 | 使用地址：江苏省无锡市锡山经济开发区府北路8号 邱志宏 510-88213952 |  | 77560 | Thermo Scientific | 臭氧分析仪
EC5721 |  | Anemometer | 4.3351.00.00 |  | IW BJ | BJ IW test lab | I | 2016-04-17 | 2018-04-16 | MFG | Calibrating |  |  |  | 12000 |  | 风速计
EC5722 |  | Anemometer | 4.3351.00.00 |  | IW BJ | BJ IW test lab | I | 2016-04-18 | 2018-04-17 | MFG | Calibrating |  |  |  | 12000 |  | 风速计
EC5723 |  | conductivity meter | FE38 | B553915461 | PV | Shibei PV lab | I | 2019-07-02 | 2020-07-01 | JSMI | Closed | 2016-06-02 16:35 | software ver:1.00.00 |  | 3650 | mettler toledo | 电导率仪
EC5724 |  | Anemometer | 405-v1 | 41522620 | SH PV | Shibei PV lab | I | 2019-06-24 | 2020-06-23 | SIMT | Closed | 2016-06-02 16:37 |  |  | 680 | testo | 风速计
EC5725 |  | AC/DC Digital Power Meter | 8775C1 | 8715120220 | GT | 86#1F-Garden tools test lab (Ⅰ) | II | 2019-06-04 | 2020-06-03 | EC JZ | Closed | 2016-06-16 15:49 |  |  | 3900 | 青岛青智 | 功率计
EC5726 |  | gauge | Annex D of SANS 164-2-1 |  | ACCE | 85#5F-Gauge room | II | 2019-06-02 | 2020-06-01 | EC JZ | Closed | 2016-06-03 14:11 |  |  | 1 |  | Annex,D of SANS 164-2-1 量规
EC5727 |  | gauge | Annex ,D of SANS 164-2-2 |  | ACCE | 85#5F-Gauge room | II | 2019-06-02 | 2020-06-01 | EC JZ | Closed | 2016-06-03 14:13 |  |  | 1200 | 上海强坤机械制造有限公司 | Annex ,D of SANS 164-2-2量规
EC5728 |  | gauge | Annex C of SANS 164-2-1 |  | ACCE | 85#5F-Gauge room | II | 2019-06-02 | 2020-06-01 | EC JZ | Closed | 2016-06-03 14:14 |  |  | 1200 | 上海强坤机械制造有限公司 | Annex C of SANS 164-2-1量规
EC5729 |  | Test circuit for testing a non-dimmable lamp | 定制 |  | LUM | 51#7F-LUM test lab | III | 2016-08-18 | — | ES CZ | Closed | 2016-08-19 15:08 |  |  | 1400 | 上海芯利电子科技有限公司 | 非可调光灯测试电路
EC5730 |  | Programmable video signal generator | VG-877 | 4015001 | AV | 86#4F-Multimedia test lab | I | 2019-11-25 | 2020-11-24 | NIM | Closed |  |  |  | 102800 | ASTRODESIGN.inc | 电视数字信号发生器
EC5731 |  | leakage current filter | FIG 5 |  | ICT | [5 empty] | Equipment arrived, waiting for acceptance check |  |  |  | 700 | 上海芯利电子科技有限公司 | 泄露电流测试盒
EC5732 |  | residual voltage testing device | 自制 |  | PT | 86#1F-Tools & machinery test lab | II | 2019-06-24 | 2020-06-23 | EC JK | Closed | 2016-06-27 13:00 |  |  | 600 | 自制 | 残余电压测试设备
EC5733 |  | Digital Dial Gauge | 543-791B | 16061673 | SH Lab | 86#4F-Calibration room | I | 2019-07-16 | 2020-07-15 | JSMI | Closed | 2016-07-28 13:15 |  |  | 1350 | Mitutoyo | 数显千分表
EC5734 |  | Inside micrometer | 145-185 | 502894 | SH Lab | 86#4F-Calibration room | I | 2019-07-12 | 2020-07-11 | JSMI | Closed | 2016-07-28 13:17 | 5-30mm |  | 750 | Mitutoyo | 内径千分尺
EC5735 |  | Dial indicator | 2119S-10 | SXN355 | SH Lab | 86#4F-Calibration room | I | 2019-07-16 | 2020-07-15 | JSMI | Closed | 2016-07-28 13:18 |  |  | 500 | Mitutoyo | 指针千分尺
EC5736 |  | Digital Dial Gauge | 543-781B | 16053384 | SH Lab | 86#4F-Calibration room | I | 2019-07-16 | 2020-07-15 | JSMI | Closed | 2016-07-28 13:19 |  |  | 680 | Mitutoyo | 数显百分表
EC5737 |  | Digimatic Caliper | 500-197-30 | 15208569 | SH Lab | 86#4F-Calibration room | I | 2019-07-16 | 2020-07-15 | JSMI | Closed | 2016-07-28 13:21 |  |  | 1020 | Mitutoyo | 数显卡尺
EC5738 |  | Universal angle meter | 187-501 | 190589 | SH Lab | 86#4F-Calibration room | I | 2019-04-16 | 2020-04-15 | JSMI | Closed | 2016-07-28 13:22 |  |  | 4340 | Mitutoyo | 数显万能角度尺
EC5739 |  | High Voltage Differential Probe | P5210A | C021817 | QD | Qindao test lab | I | 2020-01-07 | 2021-01-06 | GRGT | Closed | 2016-07-28 10:39 |  |  | 22000 | TEK | 差分探头
EC5740 |  | Inclinometer | Pro3600 | 31-040-9 | SH Lab | 86#4F-Calibration room | I | 2019-06-20 | 2020-06-19 | SIMT | Closed | 2016-07-28 13:24 |  |  | 2800 | 美国SPI | 数显倾斜角度
EC5741 |  | test finger | IEC61032 figure1 |  | ACCE | 85#5F-Gauge room | II | 2019-07-07 | 2020-07-06 | ES AW | Closed | 2016-07-21 15:17 |  |  | 500 | 上海强坤机械制造有限公司 | 测试指A
EC5742 |  | test probe D | EN61032 Figure 4 |  | ACCE | 85#5F-Gauge room | II | 2019-07-07 | 2020-07-06 | ES AW | Closed | 2016-07-18 11:18 |  |  | 450 | 上海强坤机械制造有限公司 | 测试指D
EC5743 |  | test probe C | EN61032 Figure 3 |  | ACCE | 85#5F-Gauge room | II | 2019-07-07 | 2020-07-06 | ES AW | Closed | 2016-07-18 11:21 |  |  | 450 | 上海强坤机械制造有限公司 | 测试指C
EC5744 |  | soft tissue mimicking material | KS205TW-1 | TW-1-1604 | Medical | 86#4F-Multimedia test lab | I | 2019-07-12 | 2022-07-11 | MFG | Closed | 2016-07-11 14:08 |  |  | 27000 | 中国科学院声学研究所 | 超声探头表面测温体模
EC5745 |  | Digital clamp meter | 3281 |  | SH Lab | 86#4F-Calibration room | I | 2019-08-27 | 2020-08-26 | SIMT | Closed | 2016-07-28 11:16 |  |  | 1900 | Hioki | 数显电流表
EC5746 |  | High Temperature Oven | STH-120 | 1040162002 | ACCE | 85#5F-ACCE & LUM test lab | I | 2019-07-05 | 2020-07-04 | JSMI | Closed | 2016-07-20 15:38 |  |  | 13400 | 上海爱斯佩克环境设备有限公司 | 小型高温烘箱
EC5747 |  | ruler | 5米 |  | Facility | 86#4F-Calibration room | I | 2019-08-21 | 2020-08-20 | JSMI | Closed | 2016-08-25 14:02 |  |  | 34.9 | 上海田岛工具有限公司 | 5米卷尺
EC5748 |  | pressure meter | 0.25MPa |  | CIXI | CIXI test lab | I | 2016-07-25 | 2017-07-24 | JSMI | Closed | 2016-07-27 17:28 |  |  | 300 | 上海自动化仪表股份有限公司 | 压力表
EC5749 |  | pressure meter | 0.4MPa |  | CIXI | CIXI test lab | I | 2019-04-25 | 2020-04-24 | CIXI | Closed | 2016-07-27 17:30 |  |  | 300 | 上海自动化仪表股份有限公司 | 压力表
EC5750 |  | gauge |  |  | ACCE | 85#5F-Gauge room | II | 2019-09-19 | 2020-09-18 | EC JK | Closed | 2016-09-20 16:48 |  |  | 1800 | 上海强坤机械制造有限公司 | 最大吊拔力
EC5751 |  | gauge |  |  | ACCE | 85#5F-Gauge room | II | 2019-09-19 | 2020-09-18 | EC JK | Closed | 2016-09-20 17:15 |  |  | 800 | 上海强坤机械制造有限公司 | 最小吊拔力
EC5752 |  | gauge |  |  | ACCE | 85#5F-Gauge room | II | 2019-09-19 | 2020-09-18 | EC JK | Closed | 2016-09-20 17:17 |  |  | 800 | 上海强坤机械制造有限公司 | 最小吊拔力
EC5753 |  | standard test corner | 1.7米X0.9米X1.16米 |  | QD | Qindao test lab | III | 2016-07-25 | — | ES CZ | Closed | 2016-07-25 15:50 |  |  | 19900 | 上海芯利电子科技有限公司 | 测试角
EC5754 |  | torque test for bushings | Y5(包括扳手前头） |  | PT | 86#1F-Tools & machinery test lab | I | 2019-09-26 | 2020-09-25 | JSMI | Closed | 2016-09-30 16:50 |  |  | 1196 | 上海芯利电子科技有限公司 | 扭力扳手
EC5755 |  | torque test for bushings | Y25（包括前头） |  | PT | 86#1F-Tools & machinery test lab | I | 2019-09-26 | 2020-09-25 | JSMI | Closed | 2016-09-30 16:52 |  |  | 1196 | 上海芯利电子科技有限公司 | 扭力扳手
EC5756 |  | torque test for bushings | Y150 |  | PT | 86#1F-Tools & machinery test lab | I | 2019-09-26 | 2020-09-25 | JSMI | Closed | 2016-09-30 16:53 |  |  | 1196 | 上海芯利电子科技有限公司 | 扭力扳手
EC5757 |  | Electrical safety analyzer | SE7452 | 1710882 | PT | 86#1F-Tools & machinery test lab | I | 2019-10-25 | 2020-10-24 | JSMI | Closed | 2016-09-21 16:22 |  |  | 36000 | 苏州市继仪电子贸易有限公司 | 电子安规分析仪
EC5758 |  | Fluke5500A-Coil | Fluke5500A | 200664 | LAB | 86#4F-Calibration room | I | 2019-08-28 | 2020-08-27 | SIMT | Closed | 2016-08-22 15:30 |  |  | 14500 | Fluke | Fluke5500A-线圈
EC5759 | 1 | weight | 1N |  | Facility | 86#4F-Calibration room | I | 2019-09-09 | 2020-09-08 | JSMI | Closed | 2016-09-12 10:02 |  |  | 130 | 青岛同玺砝码有限公司 | 砝码
EC5759 | 2 | weight | 2N |  | Facility | 86#4F-Calibration room | I | 2019-09-09 | 2020-09-08 | JSMI | Closed | 2016-09-12 10:03 |  |  | 130 | 青岛同玺砝码有限公司 | 砝码
EC5759 | 3 | weight | 2N |  | ACCE | 86#4F-Calibration room | I | 2019-09-09 | 2020-09-08 | JSMI | Closed | 2016-09-12 10:05 |  |  | 130 | 青岛同玺砝码有限公司 | 砝码
EC5759 | 4 | weight | 5N |  | Facility | 86#4F-Calibration room | I | 2019-09-09 | 2020-09-08 | JSMI | Closed | 2016-09-12 10:07 |  |  | 130 | 青岛同玺砝码有限公司 | 砝码
EC5759 | 5 | weight | 10N |  | Facility | 86#4F-Calibration room | I | 2019-09-09 | 2020-09-08 | JSMI | Closed | 2016-09-12 10:09 |  |  | 130 | 青岛同玺砝码有限公司 | 砝码
EC5760 | 1 | weight | 1G |  | ACCE | 86#4F-Calibration room | I | 2019-09-19 | 2020-09-18 | JSMI | Closed | 2016-09-12 10:16 |  |  | 44 | 青岛同玺砝码有限公司 | 砝码
EC5760 | 10 | weight | 200g |  | Facility | 86#4F-Calibration room | I | 2019-09-19 | 2020-09-18 | JSMI | Closed | 2016-09-12 10:28 |  |  | 44 | 青岛同玺砝码有限公司 | 砝码
EC5760 | 11 | weight | 200g |  | Facility | 86#4F-Calibration room | I | 2019-09-19 | 2020-09-18 | JSMI | Closed | 2016-09-12 10:35 |  |  | 44 | 青岛同玺砝码有限公司 | 砝码
EC5760 | 12 | weight | 500g |  | Facility | 86#4F-Calibration room | I | 2019-09-19 | 2020-09-18 | JSMI | Closed | 2016-09-12 10:36 |  |  | 44 | 青岛同玺砝码有限公司 | 砝码
EC5760 | 13 | weight | 1000g |  | Facility | 86#4F-Calibration room | I | 2019-09-19 | 2020-09-18 | JSMI | Closed | 2016-09-12 10:37 |  |  | 44 | 青岛同玺砝码有限公司 | 砝码
EC5760 | 2 | weight | 2g |  | Facility | 86#4F-Calibration room | I | 2019-09-19 | 2020-09-18 | JSMI | Closed | 2016-09-12 10:17 |  |  | 44 | 青岛同玺砝码有限公司 | 砝码
EC5760 | 3 | weight | 2g |  | Facility | 86#4F-Calibration room | I | 2019-09-19 | 2020-09-18 | JSMI | Closed | 2016-09-12 10:19 |  |  | 44 | 青岛同玺砝码有限公司 | 砝码
EC5760 | 4 | weight | 5g |  | Facility | 86#4F-Calibration room | I | 2019-09-19 | 2020-09-18 | JSMI | Closed | 2016-09-12 10:21 |  |  | 44 | 青岛同玺砝码有限公司 | 砝码
EC5760 | 5 | weight | 10g |  | Facility | 86#4F-Calibration room | I | 2019-09-19 | 2020-09-18 | JSMI | Closed | 2016-09-12 10:23 |  |  | 44 | 青岛同玺砝码有限公司 | 砝码
EC5760 | 6 | weight | 20g |  | Facility | 86#4F-Calibration room | I | 2019-09-19 | 2020-09-18 | JSMI | Closed | 2016-09-12 10:24 |  |  | 44 | 青岛同玺砝码有限公司 | 砝码
EC5760 | 7 | weight | 20g |  | Facility | 86#4F-Calibration room | I | 2019-09-19 | 2020-09-18 | JSMI | Closed | 2016-09-12 10:25 |  |  | 44 | 青岛同玺砝码有限公司 | 砝码
EC5760 | 8 | weight | 50g |  | ACCE | 86#4F-Calibration room | I | 2019-09-19 | 2020-09-18 | JSMI | Closed | 2016-09-12 10:26 |  |  | 44 | 青岛同玺砝码有限公司 | 砝码
EC5760 | 9 | weight | 100g |  | Facility | 86#4F-Calibration room | I | 2019-09-19 | 2020-09-18 | JSMI | Closed | 2016-09-12 10:27 |  |  | 44 | 青岛同玺砝码有限公司 | 砝码
EC5761 |  | Oscilloscope | MDO3012 | C029602 | QD | Qindao test lab | I | 2020-01-13 | 2021-01-12 | GRGT | Closed | 2016-08-29 11:00 |  |  | 25000 | TEK | 示波器
EC5762 |  | test strap |  |  | ACCE | 85#5F-ACCE & LUM test lab | II | 2019-08-09 | 2020-08-08 | EC JZ | Closed | 2016-09-01 16:25 |  |  | 360 | 上海庞洪工贸有限公司 | 试验条
EC5763 |  | liquid compressor | 0-160MPa |  | PT | 86#1F-Washing M/C test lab | I | 2016-10-20 | — | JSMI | Out of service |  |  |  | 2080 | 北仑仪表厂 | 高压泵压力表
EC5764 |  | Test corner | 105X93X121cm |  | XM | Xiamen test lab | III | 2016-08-23 | — | EC JZ | Closed | 2016-09-08 13:30 |  |  | 19200 | 上海芯利电子科技有限公司 | 测试角
EC5765 |  | Single pole insert plug gauge | UL498A , Figure 2-20 |  | ACCE | 85#5F-Gauge room | II | 2019-09-02 | 2020-09-01 | EC JZ | Closed | 2016-09-08 13:41 |  |  | 1400 | 上海强坤机械制造有限公司 | 量规
EC5766 |  | gauge | UL498 Figure 35A.1 |  | ACCE | 85#5F-Gauge room | II | 2019-09-02 | 2020-09-01 | EC JZ | Closed | 2016-09-08 13:44 |  |  | 1400 | 上海强坤机械制造有限公司 | 量规
EC5767 |  | gauge | UL498 Figure 35A.1 |  | ACCE | 85#5F-Gauge room | II | 2019-09-02 | 2020-09-01 | EC JZ | Closed | 2016-09-08 13:51 |  |  | 1400 | 上海强坤机械制造有限公司 | 量规
EC5768 |  | Dust re-emission test equipment |  |  | HA | 51#7F-PPT test lab | I | 2018-11-14 | 2020-11-13 | JSMI | Closed | 2016-12-26 13:36 | VER1.1(吸尘器能效测试) |  | 1050000 | 苏州东辰林达检测技术有限公司 | 尘散测试设备
EC5768 | 1 | Digital power meter | EP3015 |  | HA | 51#7F-PPT test lab | I | 2019-02-22 | 2021-02-21 | JSMI | Closed | 2016-12-26 13:39 |  |  | 1050000 |  | 功率计
EC5768 | 2 | Atmospheric pressure gauge | SHT15 |  | HA | 51#7F-PPT test lab | I | 2018-09-28 | 2020-09-27 | JSMI | Calibrating | 2016-12-26 13:45 |  |  | 1050000 |  | 大气压力计
EC5768 | 3 | Laser aerosoa partical counter | LDS328 |  | HA | 51#7F-PPT test lab | I | 2019-11-01 | 2020-10-31 | JSMI | Closed | 2016-12-26 13:57 |  |  | 1050000 |  | 激光粒子计数器
EC5768 | 4 | Electroic balance | BL4100 |  | HA | 51#7F-PPT test lab | I | 2019-07-05 | 2020-07-04 | JSMI | Closed | 2016-12-26 14:00 |  |  | 1050000 |  | 电子称
EC5768 | 5 | Wind velocity counter | C310 |  | HA | 51#7F-PPT test lab | I | 2016-08-11 | 2021-08-10 | JSMI | Closed | 2016-12-26 14:02 |  |  | 1050000 |  | 风速仪
EC5768 | 6 | varible frequecy power source |  |  | HA | 51#7F-PPT test lab | I | 2019-11-05 | 2020-11-04 | SQI | Closed | 2016-12-26 14:04 |  |  | 0 | 苏州东辰林达检测技术有限公司 | 变频电源
EC5769 |  | Multimeter | F289C | 35250130 | LAB | 86#4F-Calibration room | II | 2019-09-28 | 2020-09-27 | EC JZ | Closed | 2016-09-28 17:03 |  |  | 4350 | FLUKE | 万用表
EC5770 |  | Electrical load | 63640-80-80 | 636408007384 | ICT | 86#4F-Multimedia test lab | I | 2019-10-14 | 2020-10-13 | JSMI | Closed | 2016-10-14 14:44 |  |  | 55000 | CHORMA | 电子负载
EC5771 |  | Digital Caliper | 0-150mm | 8-15111496 | HA | 86#3F-Home appliance test lab | I | 2019-09-27 | 2020-09-26 | JSMI | Closed | 2016-09-30 17:20 |  |  | 390 | 上海量具刃具厂有限公司 | 数显卡尺
EC5772 |  | Digital Caliper |  | 8-15110628 | HA | 86#3F-Home appliance test lab | I | 2017-09-06 | — | JSMI | Out of service | 2016-09-30 17:20 | 遗失未找到 |  | 390 | 上海量具刃具厂有限公司 | 数显卡尺
EC5773 |  | Digital Caliper | 0-200mm | 8-15110558 | HA | 86#3F-Home appliance test lab | I | 2019-09-27 | 2020-09-26 | JSMI | Closed | 2016-09-30 17:19 |  |  | 390 | 上海量具刃具厂有限公司 | 数显卡尺
EC5774 |  | Digital Caliper | 0-200mm | 8-15110549 | LUM | 51#7F-LUM test lab | I | 2018-09-05 | — | JSMI | Can not be found | 2016-09-30 17:18 |  |  | 390 | 上海量具刃具厂有限公司 | 数显卡尺
EC5775 |  | Digital Caliper |  | 8-15110834 | LUM | 51#7F-LUM test lab | I | 2019-09-05 | 2020-09-04 | JSMI | Closed | 2016-09-30 17:16 |  |  | 390 | 上海量具刃具厂有限公司 | 数显卡尺
EC5776 |  | Digital Caliper | 0-200mm | 8-15110548 | LUM | 51#7F-LUM test lab | I | 2018-09-12 | — | JSMI | Can not be found | 2016-09-30 17:21 |  |  | 390 | 上海量具刃具厂有限公司 | 数显卡尺
EC5777 |  | P5122 prober kit | P5122 100：1 100M欧 | 015-0736-02 | HEE | 86#4F-Multimedia test lab | I | 2019-11-07 | 2020-11-06 | SIMT | Closed | 2016-10-18 15:34 |  |  | 2300 | TEK | 示波器探头
EC5778 |  | P5122 prober kit | P5122 100：1 100M欧 | 015-0736-03 | ICT | 86#4F-Multimedia test lab | I | 2019-10-12 | 2020-10-11 | SIMT | Closed | 2016-10-18 15:35 | 11959 |  | 2300 | TEK | 示波器探头
EC5779 |  | Gauge | 7-14.5mm |  | PT | 86#1F-Tools & machinery test lab | III | 2016-09-14 | — | JSMI | Closed | 2016-09-22 15:38 |  |  | 35 | 上海家盛 | 半径规
EC5780 |  | Gauge | 15-25mm |  | PT | 86#1F-Tools & machinery test lab | III | 2016-09-14 | — | JSMI | Closed | 2016-09-22 15:40 |  |  | 35 | 上海家盛 | 半径规
EC5781 |  | AC Power Calibrator | XF30-11A | 20160903 | SH Lab | 86#4F-Calibration room | I | 2019-06-05 | 2020-06-04 | SIMT | Closed | 2016-10-10 09:35 |  |  | 54500 | 上海迪一仪表有限公司 | 交流电源校准源
EC5782 |  | 1/2 Microphone | 4189 | 3043906 | GT | 86#2F-Garden tools test lab (Ⅱ) | I | 2019-06-25 | 2020-06-24 | SIMT | Closed | 2016-11-02 17:10 |  |  | 18250 | B&K | 麦克风
EC5783 |  | PVC Pipe transparent | 内径60毫米，长度400毫米 |  | SH HEE | 86#4F-Multimedia test lab | II | 2019-10-12 | 2020-10-11 | EC JK | Closed | 2016-10-19 14:41 |  |  | 425 | 上海芯利电子科技有限公司 | PVC 透明管
EC5784 |  | PVC Pipe transparent | 内径60毫米，长度750毫米 |  | SH HEE | 86#4F-Multimedia test lab | II | 2019-10-12 | 2020-10-11 | EC JK | Closed | 2016-10-19 14:43 |  |  | 425 | 上海芯利电子科技有限公司 | PVC 透明管
EC5785 |  | Torque screwdriver | 3NM |  | HEE | 86#4F-Multimedia test lab | I | 2016-11-17 | — | JSMI | Disposal | 2016-11-15 10:26 |  |  | 950 | 中村制作所 | 扭力螺丝刀
EC5786 |  | test apparatus for endurance of connector | C6 |  | ACCE | 85#5F-Gauge room | II | 2019-10-30 | 2020-10-29 | EC JK | Closed | 2016-11-04 15:54 |  |  | 2200 | 上海强坤机械制造有限公司 | 耦合器寿命测试装置
EC5787 |  | Test apparatus for endurance of connector | C8 |  | ACCE | 85#5F-Gauge room | II | 2019-10-30 | 2020-10-29 | EC JK | Closed | 2016-11-04 16:04 |  |  | 2200 | 上海强坤机械制造有限公司 | 耦合器寿命测试装置
EC5788 |  | Test apparatus for endurance of connector | C10 |  | ACCE | 85#5F-Gauge room | II | 2019-10-30 | 2020-10-29 | EC JK | Closed | 2016-11-04 16:06 |  |  | 2200 | 上海强坤机械制造有限公司 | 耦合器寿命测试装置
EC5789 |  | Test apparatus for endurance of connector | C14 |  | ACCE | 85#5F-Gauge room | II | 2019-10-30 | 2020-10-29 | EC JK | Closed | 2016-11-04 16:08 |  |  | 2200 | 上海强坤机械制造有限公司 | 耦合器寿命测试装置
EC5790 |  | Test apparatus for endurance of connector | C20 |  | ACCE | 85#5F-Gauge room | II | 2019-10-30 | 2020-10-29 | EC JK | Closed | 2016-11-04 16:10 |  |  | 2200 | 上海强坤机械制造有限公司 | 耦合器寿命测试装置
EC5791 |  | 6mm diameter mandrel with a flat end | φ6 重量：30±1N |  | ACCE | 86#4F-Multimedia test lab | II | 2019-10-13 | 2020-10-12 | EC JK | Closed | 2016-10-19 14:48 |  |  | 550 | 上海庞洪工贸有限公司 | φ6mm末端扁平轴棒
EC5792 |  | Metal bar | φ14mm |  | ACCE | 85#5F-Gauge room | II | 2019-10-13 | 2020-10-12 | EC JK | Closed | 2016-10-19 14:51 |  |  | 500 | 上海庞洪工贸有限公司 | 金属棒
EC5793 |  | Metal bar | φ20mm |  | ACCE | 85#5F-Gauge room | II | 2019-10-13 | 2020-10-12 | EC JK | Closed | 2016-10-19 14:53 |  |  | 500 | 上海庞洪工贸有限公司 | 金属棒
EC5794 |  | wood structural member | 45X90mm |  | ACCE | 85#5F-Gauge room | III | 2016-10-19 | — | ES HG | Closed | 2016-10-19 15:57 |  |  | 200 | 上海庞洪工贸有限公司 | 木结构件
EC5795 |  | wood structural menber | 35X180mm |  | ACCE | 85#5F-Gauge room | III | 2016-10-19 | — | ES HG | Closed | 2016-10-19 16:00 |  |  | 200 | 上海庞洪工贸有限公司 | 木结构件
EC5796 |  | flat transparaent plate not more than 3.2 mm |  |  | ACCE | 85#5F-Gauge room | III | 2016-10-26 | — | EC JZ | Closed | 2016-11-01 10:18 |  |  | 300 | 上海庞洪工贸有限公司 | 小于3.2mm透明材料平板
EC5797 |  | drop |  |  | HA | 86#3F-Home appliance test lab | III | 2016-10-14 | — | ES HG | Closed |  |  |  | 0 | 上海强坤机械有限公司 | 跌落管
EC5798 |  | Oven | MLS-360 |  | CIXI | CIXI test lab | I | 2019-04-25 | 2020-04-24 | CIXI | Closed | 2016-11-01 15:41 |  |  | 10000 | 吴江华东标准烘箱有限公司 | 高温烘箱
EC5799 |  | Electrical balance | XPE64001L |  | CIXI | CIXI test lab | I | 2019-03-27 | 2020-03-26 | JSMI | Calibrating | 2016-11-01 15:39 |  |  | 65481.81 | Mettler toledo | 电子天平
EC5800 |  | Multimeter | F287C | 35320104 | HA | 86#3F-Home appliance test lab | II | 2019-10-19 | 2020-10-18 | EC JZ | Closed | 2016-10-31 16:10 |  |  | 3900 | FLUKE | 万用表
EC5801 |  | Multimeter | F287C | 35320101 | HA | 86#3F-Home appliance test lab | II | 2018-10-19 | — | EC JZ | Can not be found | 2016-10-31 16:11 |  |  | 3900 | FLUKE | 万用表
EC5802 |  | cable stretch testing equipment |  |  | PT | 86#2F-Performance test lab | II | 2019-10-08 | 2020-10-07 | SETRI | Closed | 2016-12-19 11:54 |  |  | 11000 | 上海松宝科技发展有限公司 | 电缆拉伸试验机
EC5803 |  | crushing resistance test |  |  | HA | 86#3F-Cooking & HVAC test lab | II | 2019-11-16 | 2020-11-15 | ES AW | Closed | 2016-11-24 10:25 |  |  | 3840 | 上海庞洪工贸有限公司 | 抗压测试装置
EC5803 | 1 | crushing resistance test weight |  |  | HA | 86#3F-Construction test lab (Ⅱ) | II | 2019-11-16 | 2020-11-15 | ES AW | Closed | 2016-11-24 10:38 |  |  | 0 | 上海庞洪工贸有限公司 | 砝码
EC5803 | 2 | crushing resistance test weight |  |  | HA | 86#3F-Construction test lab (Ⅱ) | II | 2019-11-16 | 2020-11-15 | ES AW | Closed | 2016-11-24 10:40 |  |  | 0 | 上海庞洪工贸有限公司 | 砝码
EC5803 | 3 | crushing resistance test weight |  |  | HA | 86#2F-Construction test lab(Ⅰ) | II | 2019-11-16 | 2020-11-15 | ES AW | Closed | 2016-11-24 10:41 |  |  | 0 | 上海庞洪工贸有限公司 | 砝码
EC5803 | 4 | crushing resistance test weight |  |  | HA | 86#3F-Construction test lab (Ⅱ) | II | 2019-11-16 | 2020-11-15 | ES AW | Closed | 2016-11-24 10:43 |  |  | 0 | 上海庞洪工贸有限公司 | 砝码
EC5804 |  | test probe |  |  | HA | 86#3F-Construction test lab (Ⅱ) | II | 2019-11-28 | 2020-11-27 | EC JZ | Closed | 2017-06-29 11:17 |  |  | 1400 | 上海强坤机械有限公司 | 测试指
EC5805 |  | rough usage tester |  |  | PT | [5 empty] | Equipment arrived, waiting for acceptance check |  |  |  | 110 | 上海九星市场 | 粗鲁使用测试
EC5806 |  | starting speed and acceleration speed tester | ZPJ-1 |  | HA | 86#3F-Home appliance test lab | I | 2019-11-29 | 2020-11-28 | SIMT | Closed | 2016-11-04 14:56 | software ver:1.0 |  | 19000 | 上海振莺机电设备有限公司 | 跑步机加速度测试仪
EC5807 |  | AC Frequency power source | AN97005H-5KVA | 1610970013 | ACCE | 85#5F-B5F Power distribution room | III | 2016-11-16 | — | SIMT | Closed | 2016-11-16 14:19 |  |  | 12000 | 青岛艾诺 | 变频电源
EC5808 |  | Digital Caliper(150mm) |  |  | ACCE | 85#5F-ACCE & LUM test lab | I | 2019-11-07 | 2020-11-06 | JSMI | Closed | 2016-11-21 16:20 |  |  | 150 | 上海量具刃具厂有限公司 | 数显卡尺（150mm）
EC5809 |  | ECG tester | HFCN |  | Medical | 86#4F-Multimedia test lab | I | 2018-12-14 | 2019-12-13 | MFG | Calibrating | 2016-11-23 13:35 |  |  | 113000 | WHALETEQ | ECG测试装置
EC5810 |  | level meter and hand-arm | 4231 | 3016680 | IW BJ | BJ IW test lab | I | 2018-08-29 | 2019-08-28 | SIMT | Calibrating | 2016-12-05 11:38 |  |  | 19900 | B&K | 声级计
EC5811 |  | hairdryer test equipment |  |  | CX | CIXI test lab | III | 2016-11-15 | — | EC JZ | Closed | 2017-03-13 09:36 |  |  | 10800 | 上海芯利电子科技有限公司 | 电吹风测试装置
EC5812 |  | Insulation resistance meter | PC27-1 | 50476 | XM | Xiamen test lab | I | 2019-06-18 | 2020-06-17 | XMMI | Closed | 2016-12-06 16:20 |  |  | 700 | 上海太欧电子有限公司 | 绝缘电阻测试仪
EC5813 |  | Sealed device testing container | GG-100 |  | PT | 86#1F-Tools & machinery test lab | I | 2019-10-14 | 2020-10-13 | JSMI | Closed | 2016-12-12 14:46 |  |  | 2200 | 上海桂戈实业有限公司 | 恒温水槽
EC5814 |  | backsiphonage of Non-potable water |  |  | HA | 86#3F-Home appliance test lab | III | 2017-03-10 | — | ES HG | Closed | 2017-03-24 15:26 |  |  | 11000 | 上海庞洪工贸有限公司 | 非饮用水的反虹吸能力测试装置
EC5814 | 1 | vacuum gauge | -0.1mpa |  | HA | 86#3F-Home appliance test lab | I | 2019-07-19 | 2020-07-18 | SIMT | Closed | 2017-03-24 15:31 |  |  | 0 | 上海天川仪表厂 | 真空表
EC5814 | 2 | vacuum gauge | -0.1mpa |  | HA | 86#3F-Home appliance test lab | I | 2019-07-19 | 2020-07-18 | JSMI | Closed | 2017-03-24 15:33 |  |  | 0 | 上海天川仪表厂 | 真空表
EC5815 |  | equipment for calibrating current density test probe |  |  | HA | 86#3F-Cooking & HVAC test lab | III | 2016-12-15 | — | EC JZ | Closed | 2017-01-17 16:27 |  |  | 4800 | 上海芯利电子科技有限公司 | 电流密度测试仪
EC5816 |  | Glow-wire tester | KS-03A |  | CL | 86#1F-Material test lab | II | 2019-12-02 | 2020-12-01 | ES AW | Closed | 2016-12-14 13:08 |  |  | 50500 | 中山坤尚电子有限公司 | 灼热丝试验仪
EC5816 | 1 | Glow-wire tester | KS-03A |  | CL | 86#1F-Material test lab | I | 2019-06-25 | 2020-06-24 | JSMI | Closed |  |  |  | 50500 | 中山坤尚电子有限公司 | 灼热丝试验仪----电流表
EC5817 |  | test apparatus for devices forming a part of the MAINS plug |  |  | XM | Xiamen test lab | II | 2019-06-16 | 2020-06-15 | ES AW | Closed | 2017-01-13 13:24 |  |  | 4600 | 上海强坤机械制造有限公司 | 插头扭矩测试台
EC5818 |  | EMC radiation immunity test system | 80MHz-1GHz，10V/m@3m |  | EMC | 86#4F-EMC test lab | I | 2019-06-12 | 2020-06-11 | SIMT | Closed | 2016-12-14 09:03 |  |  | 1408890 |  | EMC辐射测试系统
EC5818 | 1 | EMC radiation immunity test system | FL7006 | 346196 | EMC | 86#4F-EMC test lab | I | 2019-06-10 | 2020-06-09 | SIMT | Closed |  |  |  | 1408890 | AR | EMC辐射测试系统-----场强仪
EC5818 | 2 | EMC radiation immunity test system | 250W1000B | 346731 | EMC | 86#4F-EMC test lab | I | 2019-04-15 | 2020-04-14 | SIMT | Closed |  |  |  | 1408890 | AR | EMC辐射测试系统-----射频功率放大器
EC5818 | 3 | EMC radiation immunity test system | N1914A | MY56330002 | EMC | 86#4F-EMC test lab | I | 2019-04-15 | 2020-04-14 | SIMT | Closed |  |  |  | 1408890 | Agilent | EMC辐射测试系统----功率计
EC5818 | 4 | EMC radiation immunity test system | BLMA1060-100 | 1610946 | EMC | 86#4F-EMC test lab | I | 2019-04-15 | 2020-04-14 | SIMT | Closed |  |  |  | 1408890 | BONN | EMC辐射测试系统-----射频功率放大器
EC5818 | 5 | EMC radiation immunity test system | TS2-10DB-6G-A | 17011001 | EMC | 86#4F-EMC test lab | I | 2019-04-15 | 2020-04-14 | SIMT | Closed |  |  |  | 1408890 | 上海华湘 | EMC辐射测试系统-----衰减器
EC5818 | 6 | EMC radiation immunity test system | TS2-10DB-6G-A | 17011002 | EMC | 86#4F-EMC test lab | I | 2019-04-15 | 2020-04-14 | SIMT | Closed |  |  |  | 1408890 | 上海华湘 | EMC辐射测试系统-----衰减器
EC5818 | 7 | EMC radiation immunity test system | CCS30-B26 | 111225 | EMC | 86#4F-EMC test lab | I | 2019-06-12 | 2020-06-11 | CEPREI | Closed |  |  |  | 1408890 | PULSAR | EMC辐射测试系统-----双通道定向耦合器
EC5818 | 8 | EMC radiation immunity test system | CCS30-B26 | 1605 | EMC | 86#4F-EMC test lab | I | 2019-06-12 | 2020-06-11 | CEPREI | Closed |  |  |  | 1408890 | PULSAR | EMC辐射测试系统-----双通道定向耦合器
EC5819 |  | flexing test of heating pod |  |  | HA | 86#3F-Training equipment test lab | I | 2019-01-12 | 2020-01-11 | SETRI | Calibrating | 2017-02-15 15:16 |  |  | 23500 | 东莞市杰恩检测设备有限公司 | 电热垫弯折试验机
EC5820 |  | twisting test of heating pod |  |  | HA | 86#3F-Training equipment test lab | I | 2019-01-12 | 2020-01-11 | SETRI | Calibrating | 2017-02-15 15:19 |  |  | 22500 | 东莞市杰恩检测设备有限公司 | 电热垫扭曲试验机
EC5821 |  | test equipment for pin bending test |  |  | ACCE | 85#5F-Gauge room | II | 2019-07-10 | 2020-07-09 | EC JZ | Closed | 2017-07-19 14:16 |  |  | 6000 | 上海强坤机械制造有限公司 | 插片弯折测试装置
EC5822 |  | test equipment for movement of pins |  |  | ACCE | 85#5F-Gauge room | II | 2019-07-10 | 2020-07-09 | EC JZ | Closed | 2017-07-19 14:26 |  |  | 8000 | 上海强坤机械制造有限公司 | 插头脚移动测试装置
EC5823 |  | test equipment for fixing of pins |  |  | ACCE | 85#5F-Gauge room | III | 2017-07-10 | — | EC JZ | Closed | 2017-07-19 14:49 |  |  | 5800 | 上海强坤机械制造有限公司 | 插片稳定性测试装置
EC5824 |  | 7-1/2 daigital multimeter | 34470A | MY54701039 | SH Lab | 86#4F-Calibration room | I | 2019-03-11 | 2020-03-10 | SIMT | Calibrating | 2016-12-20 13:13 |  |  | 20000 | keysight | 7位半数字万用表
EC5825 |  | test pin |  |  | ACCE | 85#5F-Gauge room | II | 2019-12-21 | 2020-12-20 | ES AW | Closed | 2017-01-11 14:08 |  |  | 300 | 上海强坤机械制造有限公司 | 测试指
EC5826 |  | Fluid dynamic effciency test equipment |  |  | CX | CIXI test lab | I | 2019-04-25 | 2020-04-24 | CIXI | Closed | 2017-03-15 13:21 |  |  | 207000 | 武汉计算机外部设备研究所 | ISO 风量测试装置
EC5826 | 1 | variable frequency power source | AN97001H |  | CIXI | CIXI test lab | I | 2019-04-25 | 2020-04-24 | CIXI | Closed | 2017-03-15 13:45 | AN97001H |  | 2000 | 艾诺仪器有限公司 | 变频电源
EC5826 | 2 | Digital electric parameter meter | ZW3414B-RS232 |  | CIXI | CIXI test lab | I | 2018-11-08 | 2019-11-07 | MFG | Closed | 2017-03-15 13:46 | ZW3414B-RS232 |  | 0 | 青岛青智仪器有限公司 | 综合电量表
EC5826 | 3 | fluid dynamic effciency test equipment plenum | FL-2 |  | CIXI | CIXI test lab | I | 2019-04-25 | 2020-04-24 | CIXI | Closed | 2017-03-15 13:48 |  |  | 0 | 武汉计算机外部设备研究所 | ISO 风量测试装置（风室）
EC5827 |  | Filtering efficiency classes test equipment |  |  | CIXI | CIXI test lab | I | 2019-04-25 | 2020-04-24 | MFG | Closed | 2017-02-06 09:51 |  |  | 211000 | 武汉计算机外部设备研究所 | 油脂分离度测试装置
EC5827 | 1 | variable frequency power source | AN97001HV4 |  | CIXI | CIXI test lab | I | 2019-04-25 | 2020-04-24 | CIXI | Closed | 2017-02-06 09:54 |  |  | 4000 | 艾诺仪器有限公司 | 变频电源
EC5828 |  | power trainsform | S3-WD-3A-54500BY | OL1513 | IW BJ | BJ IW test lab | I | 2017-01-03 | 2019-01-02 | JSMI | Closed |  |  |  | 1500 | TAIK ELECTRIC CO., LTD. | 功率变送器
EC5829 |  | pressure meter（25Mpa） | 25Mpa |  | GT | 86#1F-Garden tools test lab (Ⅰ) | I | 2018-12-28 | 2019-12-27 | JSMI | Calibrating | 2017-01-25 09:02 |  |  | 230 | 上海精普仪表厂 | 压力表（25Mpa）
EC5830 |  | Digital Caliper(200mm) | 200mm |  | ACCE | 85#5F-ACCE & LUM test lab | I | 2019-01-18 | 2020-04-17 | JSMI | Calibrating | 2017-01-25 09:10 |  |  | 205 | 上海量具刃具厂有限公司 | 数显卡尺（200mm）
EC5831 |  | Digital Caliper(200mm) |  |  | ACCE | 85#5F-ACCE & LUM test lab | I | 2019-03-25 | 2020-03-24 | JSMI | Calibrating | 2017-03-03 15:49 |  |  | 205 | 上海量具刃具厂有限公司 | 数显卡尺（200mm）
EC5832 |  | portable temperature recorder | GL840WV | C51020784 | QD | Qindao test lab | II | 2020-02-18 | 2021-02-17 | ES AW | Closed | 2017-02-27 14:47 |  |  | 19900 | 日本图技 | 便携式温度记录仪
EC5833 |  | torque screwdriver | 100LTDK | 16B049 | LAB | 86#4F-Calibration room | I | 2019-04-23 | 2020-04-22 | SIMT | Closed | 2017-03-10 14:03 | 40~100Kgf.cm |  | 1335 | KANON | 扭力起子
EC5834 |  | swedish waterproof gauge | SEI23-50 V4 C13b |  | ACCE | 85#5F-Gauge room | II | 2019-03-10 | 2020-03-09 | EC JZ | Closed | 2017-03-21 09:22 |  |  | 2000 | 上海强坤机械制造有限公司 | SEI23-50 V4 C13b
EC5835 |  | swedish waterproof gauge | SEI23-50 V4 C13a |  | ACCE | 85#5F-Gauge room | II | 2019-03-10 | 2020-03-09 | EC JZ | Closed | 2017-03-21 09:26 |  |  | 2000 | 上海强坤机械制造有限公司 | SEI23-50 V4 C13a
EC5836 |  | swedish waterproof gauge | SEI23-50 V4 C14a |  | ACCE | 85#5F-Gauge room | II | 2019-03-10 | 2020-03-09 | EC JZ | Closed | 2017-03-21 09:27 |  |  | 2000 | 上海强坤机械制造有限公司 | SEI23-50 V4 C14a量规
EC5837 |  | swedish waterproof gauge | SEI23-50 V4 C14b |  | ACCE | 85#5F-ACCE & LUM test lab | II | 2019-03-10 | 2020-03-09 | EC JZ | Closed | 2017-03-21 09:29 |  |  | 2000 | 上海强坤机械制造有限公司 | SEI23-50 V4 C14b量规
EC5838 |  | Light meter | 1335 | 161006243 | CIXI | CIXI test lab | I | 2019-12-19 | 2020-12-18 | JSMI | Closed | 2017-03-28 16:54 |  |  | 900 | TES | 照度计
EC5839 |  | Passive Probe | P2220 | PKG010081105 | ACCE | 85#5F-ACCE & LUM test lab | I | 2018-04-19 | — | JSMI | Out of service | 2017-03-28 16:56 | 未找到 |  | 980 | Tektronix | 探头
EC5840 |  | Oscilloscope | MDO3022 | C034992 | ACCE | 85#5F-ACCE & LUM test lab | I | 2019-04-15 | 2020-04-14 | JSMI | Closed | 2017-03-28 16:53 |  |  | 29500 | Tektronix | 示波器
EC5841 |  | Digital Caliper(200mm) | 200mm |  | GT | [5 empty] | Equipment arrived, waiting for acceptance check |  |  |  | 205 | 上海量具刃具厂有限公司 | 数显卡尺（200mm）
EC5842 |  | tapeline(5M) | 卷尺（5m) |  | GT | [5 empty] | Equipment arrived, waiting for acceptance check |  |  |  | 36.9 | 田岛 | 卷尺（5m)
EC5843 |  | Light meter | Z-10 | M125042TM5361123 | PPT | 51#7F-PPT test lab | I | 2019-05-14 | 2020-05-13 | JSMI | Closed | 2017-04-24 10:12 |  |  | 1850 | 杭州远方 | 高精度照度计
EC5844 |  | Temperature and Humidity Recorder | ZJ1A |  | EMC | 86#4F-EMC test lab | I | 2019-01-21 | 2020-01-20 | JSMI | Calibrating | 2017-04-01 09:34 |  |  | 1980 | 上海气象仪器厂有限公司 | 走纸式温湿度记录仪
EC5845 |  | Data Logger | 175H1 | 40364745 | CIXI | CIXI test lab | I | 2019-04-15 | 2020-04-14 | JSMI | Closed | 2017-04-11 13:24 |  |  | 1950 | Testo | 数据记录仪
EC5846 |  | Shelf with multifunction tseting |  |  | PV | [5 empty] | Equipment arrived, waiting for acceptance check |  |  |  | 0 |  | 多功能测试架
EC5847 |  | conductivity meter | FE38 LE703 | B713908281 | XM | Xiamen test lab | I | 2019-01-22 | 2020-01-21 | XRCTT | Calibrating | 2017-05-24 10:38 |  |  | 2583.32 | mettler toledo | 电导率仪
EC5848 |  | Flicker Meter | LFA-3000 | G185972CA1371121 | LUM | 51#7F-LUM test lab | I | 2019-04-15 | 2020-04-14 | EVERFINE | Closed | 2017-04-17 16:21 | 软件版本V-10141AF_v2:M1371301 |  | 39800 | 杭州远方 | 频闪仪
EC5849 |  | swedish waterproof gauge SE27 | SE27 |  | ACCE | 85#5F-Gauge room | II | 2019-05-26 | 2020-05-25 | EC JZ | Closed | 2017-06-01 16:51 |  |  | 2000 | 上海强坤机械制造有限公司 | 瑞典防水量规SE27
EC5850 |  | swedish waterproof gauge SE28 |  |  | ACCE | 85#5F-Gauge room | II | 2019-05-26 | 2020-05-25 | EC JZ | Closed | 2017-06-01 17:04 |  |  | 2000 | 上海强坤机械制造有限公司 | 瑞典防水量规SE28
EC5851 |  | swedish waterproof gauge SE29 |  |  | ACCE | 85#5F-Gauge room | II | 2019-05-26 | 2020-05-25 | EC JZ | Closed | 2017-06-01 17:09 |  |  | 2000 | 上海强坤机械制造有限公司 | 瑞典防水量规SE29
EC5852 |  | swedish waterproof gauge SE30 |  |  | ACCE | 85#5F-Gauge room | II | 2019-05-26 | 2020-05-25 | EC JZ | Closed | 2017-06-01 17:12 |  |  | 2000 | 上海强坤机械制造有限公司 | 瑞典防水量规SE30
EC5853 |  | swedish waterproof gauge SE31 |  |  | ACCE | 85#5F-Gauge room | II | 2019-05-26 | 2020-05-25 | EC JZ | Closed | 2017-06-01 17:16 |  |  | 2000 | 上海强坤机械制造有限公司 | 瑞典防水量规SE31
EC5854 |  | Temperature and Humidity Recorder | 175H1 | 40367215 | PT | 86#1F-Tools & machinery test lab | I | 2019-05-07 | 2020-05-06 | JSMI | Closed | 2017-05-18 13:55 |  |  | 1980 | testo | 温湿度记录仪
EC5855 |  | Temperature and Humidity Recorder | 175H1 | 40367634 | PT | 86#1F-Tools & machinery test lab | I | 2019-05-07 | 2020-05-06 | JSMI | Closed | 2017-05-18 13:56 |  |  | 1980 | testo | 温湿度记录仪
EC5856 |  | Temperature and Humidity Recorder | 175H1 | 40367227 | GT | 86#1F-Tools & machinery test lab | I | 2019-05-07 | 2020-05-06 | JSMI | Closed | 2017-05-18 13:57 |  |  | 1980 | testo | 温湿度记录仪
EC5857 |  | Temperature and Humidity Recorder | 175H1 | 40367211 | GT | 86#1F-Garden tools test lab (Ⅰ) | I | 2019-05-07 | 2020-05-06 | JSMI | Closed | 2017-05-18 13:53 |  |  | 1980 | testo | 温湿度记录仪
EC5858 |  | DC Power Source | 62006P-100-25 | 62006PD02687 | PV | Shibei PV lab | I | 2019-03-25 | 2020-03-24 | JSMI | Calibrating | 2017-05-10 11:12 |  |  | 17000 | chroma | 直流电源
EC5858 | 1 | DC Power Source | 62006P-100-25 | 62006PD02670 | PV | Shibei PV lab | I | 2019-03-25 | 2020-03-24 | JSMI | Calibrating |  |  |  | 17000 | chroma | 直流电源
EC5858 | 2 | DC Power Source | 62006P-100-25 | 62006PD02662 | PV | Shibei PV lab | I | 2019-03-25 | 2020-03-24 | JSMI | Calibrating |  |  |  | 17000 | chroma | 直流电源
EC5858 | 3 | DC Power Source | 62006P-100-25 | 62006PD02660 | PV | Shibei PV lab | I | 2019-03-25 | 2020-03-24 | JSMI | Calibrating |  |  |  | 17000 | chroma | 直流电源
EC5858 | 4 | DC Power Source | 62006P-100-25 | 62006PD02677 | PV | Shibei PV lab | I | 2019-03-25 | 2020-03-24 | JSMI | Calibrating |  |  |  | 17000 | chroma | 直流电源
EC5858 | 5 | DC Power Source | 62006P-100-25 | 62006PD02689 | PV | Shibei PV lab | I | 2019-03-25 | 2020-03-24 | JSMI | Calibrating |  |  |  | 17000 | chroma | 直流电源
EC5859 |  | DC Power Source | 62006P-100-25 | 62006PD02659 | PV | Shibei PV lab | I | 2019-03-25 | 2020-03-24 | JSMI | Calibrating | 2017-05-10 11:19 |  |  | 17000 | chroma | 直流电源
EC5859 | 1 | DC Power Source | 62006P-100-25 | 62006PD02668 | PV | Shibei PV lab | I | 2019-03-25 | 2020-03-24 | JSMI | Calibrating |  |  |  | 17000 | chroma | 直流电源
EC5859 | 2 | DC Power Source | 62006P-100-25 | 62006PD02667 | PV | Shibei PV lab | I | 2019-03-25 | 2020-03-24 | JSMI | Calibrating |  |  |  | 17000 | chroma | 直流电源
EC5859 | 3 | DC Power Source | 62006P-100-25 | 62006PD02683 | PV | Shibei PV lab | I | 2019-03-25 | 2020-03-24 | JSMI | Calibrating |  |  |  | 17000 | chroma | 直流电源
EC5859 | 4 | DC Power Source | 62006P-100-25 | 62006PD02664 | PV | Shibei PV lab | I | 2019-03-25 | 2020-03-24 | JSMI | Calibrating |  |  |  | 17000 | chroma | 直流电源
EC5859 | 5 | DC Power Source | 62006P-100-25 | 62006PD02669 | PV | Shibei PV lab | I | 2019-03-25 | 2020-03-24 | JSMI | Calibrating |  |  |  | 17000 | chroma | 直流电源
EC5860 |  | DC Power Source | 62006P-100-25 | 62006PD02666 | PV | Shibei PV lab | I | 2019-03-25 | 2020-03-24 | JSMI | Calibrating | 2017-05-10 13:07 |  |  | 17000 | chroma | 直流电源
EC5860 | 1 | DC Power Source | 62006P-100-25 | 62006PD02676 | PV | Shibei PV lab | I | 2019-03-25 | 2020-03-24 | JSMI | Calibrating |  |  |  | 17000 | chroma | 直流电源
EC5860 | 2 | DC Power Source | 62006P-100-25 | 62006PD02680 | PV | Shibei PV lab | I | 2019-03-25 | 2020-03-24 | JSMI | Calibrating |  |  |  | 17000 | chroma | 直流电源
EC5860 | 3 | DC Power Source | 62006P-100-25 | 62006PD02686 | PV | Shibei PV lab | I | 2019-03-25 | 2020-03-24 | JSMI | Calibrating |  |  |  | 17000 | chroma | 直流电源
EC5860 | 4 | DC Power Source | 62006P-100-25 | 62006PD02654 | PV | Shibei PV lab | I | 2019-03-25 | 2020-03-24 | JSMI | Calibrating |  |  |  | 17000 | chroma | 直流电源
EC5860 | 5 | DC Power Source | 62006P-100-25 | 62006PD02661 | PV | Shibei PV lab | I | 2019-03-25 | 2020-03-24 | JSMI | Calibrating |  |  |  | 17000 | chroma | 直流电源
EC5861 |  | DC Power Source | 62006P-100-25 | 62006PD02675 | PV | Shibei PV lab | I | 2019-03-25 | 2020-03-24 | JSMI | Calibrating | 2017-05-10 13:12 |  |  | 17000 | chroma | 直流电源
EC5861 | 1 | DC Power Source | 62006P-100-25 | 62006PD02674 | PV | Shibei PV lab | I | 2019-03-25 | 2020-03-24 | JSMI | Calibrating |  |  |  | 17000 | chroma | 直流电源
EC5861 | 2 | DC Power Source | 62006P-100-25 | 62006PD02671 | PV | Shibei PV lab | I | 2019-03-25 | 2020-03-24 | JSMI | Calibrating |  |  |  | 17000 | chroma | 直流电源
EC5861 | 3 | DC Power Source | 62006P-100-25 | 62006PD02678 | PV | Shibei PV lab | I | 2019-03-25 | 2020-03-24 | JSMI | Calibrating |  |  |  | 17000 | chroma | 直流电源
EC5861 | 4 | DC Power Source | 62006P-100-25 | 62006PD02655 | PV | Shibei PV lab | I | 2019-03-25 | 2020-03-24 | JSMI | Calibrating |  |  |  | 17000 | chroma | 直流电源
EC5861 | 5 | DC Power Source | 62006P-100-25 | 62006PD02681 | PV | Shibei PV lab | I | 2019-03-25 | 2020-03-24 | JSMI | Calibrating |  |  |  | 17000 | chroma | 直流电源
EC5862 |  | test rod | φ1 |  | PT | 86#1F-Tools & machinery test lab | II | 2019-05-03 | 2020-05-02 | EC JZ | Closed | 2017-05-17 13:26 |  |  | 450 | 上海强坤机械制造有限公司 | 探针
EC5863 |  | test rod | φ2.5 |  | PT | 86#1F-Tools & machinery test lab | II | 2019-05-03 | 2020-05-02 | EC JZ | Closed | 2017-05-17 13:28 |  |  | 450 | 上海强坤机械制造有限公司 | 探针
EC5864 |  | Data Acquisition/Switch Unit | 34970A | MY57001154 | LUM | 51#7F-LUM test lab | II | 2019-05-08 | 2020-05-07 | ES AW | Closed | 2017-05-10 10:44 |  |  | 19800 | keysight | 数据采集仪
EC5864 | 1 | module | 34901A | MY57004020 | LUM | 51#7F-LUM test lab | II | 2019-05-08 | 2020-05-07 | ES AW | Closed |  |  |  | 19800 | keysight | 模块
EC5864 | 2 | module | 34901A | MY57003962 | LUM | 51#7F-LUM test lab | II | 2019-05-08 | 2020-05-07 | ES AW | Closed |  |  |  | 19800 | keysight | 模块
EC5865 |  | AC/DC Digital Power Meter | WT310E-C2-H/C7 | C3TD25049E | HA | 86#3F-Home appliance test lab | I | 2019-06-20 | 2020-06-19 | JSMI | Closed | 2017-06-02 13:56 |  |  | 16000 | YOKOGAWA | 功率计
EC5866 |  | AC/DC Digital Power Meter | WT310EH-C2-H/C7/G5 | C3TD25048E | HA | 86#3F-Home appliance test lab | I | 2019-06-20 | 2020-06-19 | JSMI | Closed | 2017-06-02 13:57 |  |  | 19600 | YOKOGAWA | 功率计
EC5867 |  | AC/DC Digital Power Meter | WT310E-C2-H/C7/G5 | C3TD25050E | LUM | 51#7F-LUM test lab | I | 2019-06-10 | 2020-06-09 | JSMI | Closed | 2017-06-05 14:25 |  |  | 19000 | YOKOGAWA | 功率计
EC5868 |  | Isolating Transformer | TDGC2J-7 |  | CIXI | CIXI test lab | III | 2017-05-15 | — | MFG | Closed | 2017-05-18 13:46 |  |  | 5300 | 上海桑科机电设备成套工程有限公司 | 隔离调压器
EC5869 |  | AC Frequency power source | ANFC015S | 1611FC0004A | GT | 86#1F-Tools & machinery test lab | III | 2018-07-04 | — | JSMI | Closed | 2017-05-26 10:38 |  |  | 29500 | 艾诺仪器公司 | 变频电源
EC5870 |  | instrument of tester for sharp |  |  | PV | Shibei PV lab | I | 2019-06-05 | 2020-06-04 | SETRI | Closed | 2017-05-31 13:53 |  |  | 1940 | 广州乐富电气有限公司 | 锐边测试仪
EC5871 |  | Ground Bond tester | 7314 | 1360985 | QD | Qindao test lab | I | 2019-01-23 | 2020-04-22 | JSMI | Calibrating | 2017-06-13 13:18 |  |  | 14700 | 苏州市继仪电子贸易有限公司 | 接地电阻测试仪
EC5872 |  | radius and angle gauge |  |  | PT | 86#2F-Performance test lab | II | 2019-06-20 | — | EC JZ | Can not be found | 2017-07-03 09:43 |  |  | 800 | 上海强坤机械设备有限公司 | 内角半径和内角角度规
EC5873 | 1 | Electronic load | 菊水PLZ-150U | XC001542 | LUM | 51#7F-LUM test lab | I | 2019-06-25 | 2020-06-24 | JSMI | Closed | 2017-07-14 13:51 | XA001769 |  | 35420 | 日本菊水 | 电子负载
EC5873 | 2 | Electronic load | 菊水PLZ-150U | XC001542 | LUM | 51#7F-LUM test lab | I | 2019-06-25 | 2020-06-24 | JSMI | Closed |  | XA001769 |  | 35420 | 日本菊水 | 电子负载
EC5873 | 3 | Electronic load | 菊水PLZ-150U | XC001542 | LUM | 51#7F-LUM test lab | I | 2019-06-25 | 2020-06-24 | JSMI | Closed |  | XA001769 |  | 35420 | 日本菊水 | 电子负载
EC5874 |  | rectangular contaner |  |  | HA | 86#3F-Home appliance test lab | II | 2019-09-20 | 2020-09-19 | EC JZ | Closed | 2017-11-15 16:12 |  |  | 1000 | 上海芯利电子科技有限公司 | 矩形容器
EC5875 |  | DC Power Source | PAD250-15LA |  | LUM | 51#7F-LUM test lab | I | 2019-06-25 | 2020-06-24 | JSMI | Closed | 2017-07-14 13:48 |  |  | 88900 | 日本菊水 | 直流电源
EC5876 |  | Three-phase AC Frequency converter | ANFS030A | 1706FS0001 | ICT | 86#4F-Multimedia test lab | I | 2019-07-04 | 2020-07-03 | JSMI | Closed | 2017-07-14 13:53 |  |  | 62000 | 艾诺仪器公司 | 三相变频电源
EC5877 |  | AC Power Source | 6430 | 643000001471 | LUM | 51#7F-LUM test lab | I | 2019-07-04 | 2020-07-03 | JSMI | Closed | 2017-07-14 13:53 |  |  | 69000 | chroma | 交流变频电源
EC5878 |  | Torque Screwdriver | N10LTDK | 16D072 | PV | Shibei PV lab | I | 2018-07-25 | 2019-07-24 | SIMT | Closed | 2017-07-17 16:23 |  |  | 2000 | KANON | 扭力起子
EC5879 |  | Standard thermometer | 1551A | 3381290 | HA | 86#3F-Home appliance test lab | I | 2019-08-12 | 2020-08-11 | JSMI | Closed | 2017-07-17 16:15 |  |  | 7800 | FLUKE | 标准温度计
EC5880 |  | Equipment of testing Chain saw hanging heavy |  |  | GT | 86#1F-Garden tools test lab (Ⅰ) | II | 2019-07-10 | 2020-07-09 | EC JZ | Closed | 2017-07-11 10:18 |  |  | 12600 | 上海芯利电子科技有限公司 | 链锯悬重测试装置
EC5881 |  | Antenna | STLP9149 0.7GHZ-9GHZ | 9149506 | EMC | 86#6F-SAC-Semi anechoic chamber test lab | I | 2018-06-20 | 2019-06-19 | MFG | Calibrating | 2017-07-21 12:43 |  |  | 44811 | SCHWARZBECK | 喇叭天线
EC5882 |  | Roughness | GB/T6060.3-2008 | 981 | PT | 86#2F-Performance test lab | I | 2019-10-14 | 2020-10-13 | SIMT | Closed | 2017-07-12 15:40 |  |  | 1380 | 哈尔滨量具刃具集团有限公司 | 表面粗糙度比较样块
EC5883 |  | UV Chamber | GRO-SUV-EXTH3000L |  | PV | Shibei PV lab | I | 2019-06-17 | 2020-06-16 | SIMT | Closed | 2017-07-19 17:27 |  |  | 1180000 | honle | UV 带温湿度老化箱
EC5883 | 1 | UV Chamber | GRO-SUV-EXTH3000L |  | PV | Shibei PV lab | I | 2019-06-17 | 2020-06-16 | SIMT | Closed |  |  |  | 1180000 | honle | UV 带温湿度老化箱----UVB探头
EC5883 | 2 | UV Chamber-Temperature and Humidity | GRO-SUV-EXTH3000L |  | PV | Shibei PV lab | I | 2019-06-05 | 2020-06-04 | JSMI | Closed |  |  |  | 1180000 | honle | UV 带温湿度老化箱
EC5884 |  | Thermometer | 52 II | 38680521WS | HA | 86#3F-Home appliance test lab | I | 2019-10-22 | 2020-10-21 | JSMI | Closed | 2017-09-11 13:16 |  |  | 2250 | FLUKE | 温度表
EC5885 |  | Flowmeter |  |  | ICT | 86#1F-Washing M/C test lab | I | 2019-10-18 | 2021-10-17 | SIMT | Closed | 2017-08-15 10:30 |  |  | 880 | 常州市成丰流量仪表有限公司 | 流量计
EC5886 |  | Power transmitter | BD-4P/FXZ 690V/5A | 11707112490001 | IW BJ | BJ IW test lab | I | 2017-07-21 | 2019-07-20 | MFG | Closed | 2017-08-02 09:23 |  |  | 1494 | 安科瑞电气股份有限公司 | 功率变送器
EC5887 |  | Power transmitter | BD-4P/FXZ 690V/5A | 11707112490002 | IW BJ | BJ IW test lab | I | 2017-07-21 | — | MFG | Disposal | 2017-08-02 09:24 |  |  | 1494 | 安科瑞电气股份有限公司 | 功率变送器
EC5888 |  | flowmeter | 170 |  | ICT | [5 empty] | Equipment arrived, waiting for acceptance check |  |  |  | 160 | 常州流量计厂 | 流量计
EC5889 |  | Digital Caliper(200mm) |  |  | ACCE | 85#5F-ACCE & LUM test lab | I | 2019-08-07 | 2020-08-06 | JSMI | Closed | 2017-08-09 15:01 |  |  | 205 | 上海量具刃具厂有限公司 | 数显卡尺（200mm）
EC5890 |  | Digital Caliper(200mm) |  |  | ACCE | 85#5F-ACCE & LUM test lab | I | 2019-08-07 | 2020-08-06 | JSMI | Closed | 2017-08-09 15:04 |  |  | 205 | 上海量具刃具厂有限公司 | 数显卡尺（200mm）
EC5891 |  | Labsphere Standard Lamp | SCL-1400 |  | LUM | 51#7F-LUM test lab | I | 2017-05-30 | 2020-05-29 | MFG | Closed | 2017-08-17 16:46 |  |  | 13000 | Labsphere | Labsphere标准灯 SCL-1400
EC5892 |  | Labsphere Standard Lamp | SCL-1400 |  | LUM | 51#7F-LUM test lab | I | 2017-05-30 | 2020-05-29 | MFG | Closed | 2017-08-17 16:48 |  |  | 13000 | Labsphere | Labsphere标准灯 SCL-1400
EC5893 |  | Labsphere Standard Lamp | SCL-1400 |  | LUM | 51#7F-LUM test lab | I | 2017-05-30 | 2020-05-29 | MFG | Closed | 2017-08-17 16:50 |  |  | 13000 | Labsphere | Labsphere标准灯 SCL-1400
EC5894 |  | wind speed meter | 405-V1 | 41535879/707 | HEE | 86#4F-Multimedia test lab | I | 2019-09-23 | 2020-09-22 | SIMT | Closed | 2017-09-11 13:19 |  |  | 750 | testo | 风速计
EC5895 |  | wind speed meter | 405-V1 | 41535891/707 | CL | 86#1F-Washing M/C test lab | I | 2019-08-22 | 2020-08-21 | SIMT | Closed | 2017-09-11 13:20 |  |  | 750 | testo | 风速计
EC5896 |  | wind speed meter | 4.3820.00.340 | 16060110042 | PV | Shibei PV lab | I | 2018-09-27 | 2020-09-26 | MFG | Closed | 2017-09-12 15:58 |  |  | 21800 | Thies firstclass | 风速计
EC5897 |  | Temperature and Humidity Recorder | 175H1 | 40376454 | CX | CIXI test lab | I | 2019-04-25 | 2020-04-24 | CIXI | Closed | 2017-10-19 17:18 |  |  | 1980 | TESTO | 温湿度记录仪
EC5898 |  | Hook |  |  | HA | 86#3F-Home appliance test lab | III | 2018-09-13 | — | EC JZ | Closed | 2017-11-15 16:19 |  |  | 500 | 上海芬思精密机械有限公司 | 钩子
EC5899 |  | Test oven for ul8750 class p driver | LU2140FL |  | ACCE | 51#7F-LUM test lab | I | 2019-03-06 | 2020-03-05 | JSMI | Calibrating |  |  |  | 30000 | 上海准鑫环境实验设备有限公司 | 自然对流烘箱
EC5900 |  | testing corner for cab heater |  |  | CX | CIXI test lab | III | 2018-09-25 | — | EC JZ | Closed | 2017-12-06 13:43 |  |  | 2330 | 上海芬思精密机械有限公司 | 车载取暖器测试盒
EC5901 |  | Current Transformer | AKH-0.66 | 11708162410001 | IW | BJ IW test lab | I | 2017-08-25 | 2019-08-24 | JSMI | Calibrating | 2017-09-24 14:15 |  |  | 500 | 江苏安科瑞电器制造有限公司 | 电流互感器
EC5902 |  | Current Transformer | AKH-0.66 | 11708162410004 | IW | BJ IW test lab | I | 2019-04-26 | 2021-04-25 | JSMI | Closed | 2017-09-24 14:15 |  |  | 500 | 江苏安科瑞电器制造有限公司 | 电流互感器
EC5903 |  | Current Transformer | AKH-0.66 | 11708162410005 | IW | BJ IW test lab | I | 2019-04-26 | 2021-04-25 | JSMI | Closed | 2017-09-24 14:14 |  |  | 500 | 江苏安科瑞电器制造有限公司 | 电流互感器
EC5904 |  | current transmitter | AKH-0.66 | 11708162410006 | IW | BJ IW test lab | I | 2019-04-26 | 2021-04-25 | JSMI | Closed | 2017-09-24 14:13 |  |  | 500 | 江苏安科瑞电器制造有限公司 | 电流互感器
EC5905 |  | Current Transformer | AKH-0.66 | 11708162410002 | IW | BJ IW test lab | I | 2019-03-13 | 2021-03-12 | JSMI | Closed | 2017-09-24 14:12 |  |  | 500 | 江苏安科瑞电器制造有限公司 | 电流互感器
EC5906 |  | current transmitter | AKH-0.66 | 11708162410003 | IW | BJ IW test lab | I | 2019-03-13 | 2021-03-12 | JSMI | Closed | 2017-09-24 14:09 |  |  | 500 | 江苏安科瑞电器制造有限公司 | 电流互感器
EC5907 |  | Data Acquisition/Switch Unit | 34970A | MY57003483 | HA | 86#3F-Home appliance test lab | II | 2019-11-13 | 2020-11-12 | ES AW | Closed | 2017-11-21 11:10 |  |  | 12000 | keysight | 数据采集仪
EC5907 | 1 | module | 34901A | MY57010384 | HA | 86#3F-Home appliance test lab | III | 2017-11-13 | — | EC JZ | Closed | 2017-11-21 11:15 |  |  | 3900 | keysight | 采集模块
EC5907 | 2 | module | 34901A | MY57010380 | HA | 86#3F-Home appliance test lab | III | 2017-11-13 | — | EC JZ | Closed | 2017-11-21 11:16 |  |  | 3900 | keysight | 采集模块
EC5907 | 3 | module | 34901A | MY57010369 | HA | 86#3F-Home appliance test lab | III | 2017-11-13 | — | EC JZ | Closed | 2017-11-21 11:16 |  |  | 3900 | keysight | 采集模块
EC5908 |  | Data Acquisition/Switch Unit | 34970A | MY57003407 | CX | 86#3F-Home appliance test lab | II | 2019-11-13 | 2020-11-12 | ES AW | Closed | 2017-11-21 11:11 |  |  | 12000 | keysight | 数据采集仪
EC5908 | 1 | module | 34901A | MY57010662 | CIXI | CIXI test lab | III | 2017-11-13 | — | EC JZ | Closed | 2017-11-21 11:17 |  |  | 3900 | keysight | 采集模块
EC5908 | 2 | module | 34901A | MY57011976 | CIXI | CIXI test lab | III | 2017-11-13 | — | EC JZ | Closed | 2017-11-21 11:18 |  |  | 3900 | keysight | 采集模块
EC5908 | 3 | module | 34901A | MY57010363 | CIXI | CIXI test lab | III | 2017-11-13 | — | EC JZ | Closed | 2017-11-21 11:18 |  |  | 3900 | keysight | 采集模块
EC5909 |  | module | 34901A | MY57010427 | CN FAC | 86#4F-Calibration room | III | 2017-11-13 | — | EC JZ | Closed | 2017-11-21 11:13 |  |  | 3900 | keysight | 采集模块
EC5910 |  | module | 34901A | MY57010425 | CN FAC | 86#4F-Calibration room | III | 2017-11-13 | — | EC JZ | Closed | 2017-11-21 11:14 |  |  | 3900 | keysight | 采集模块
EC5911 |  | UV tester | LRHS-NZY |  | PPT | 51#7F-PPT test lab | I | 2019-10-08 | 2020-10-07 | SIMT | Closed | 2017-11-03 14:53 |  |  | 55000 | 上海林频仪器股份有限公司 | 紫外光耐气候试验箱
EC5912 |  | Xenon lamp tester | LRHS-190F-SN |  | PPT | 51#7F-PPT test lab | I | 2019-10-08 | 2020-10-07 | SIMT | Closed | 2017-11-03 14:53 |  |  | 125000 | 上海林频仪器股份有限公司 | 氙灯耐气候试验箱
EC5912 | 1 | UV tester |  | A1610006T | PPT | 51#7F-PPT test lab | I | 2018-12-15 | 2019-12-14 | JSMI | Calibrating |  |  |  | 0 | 北京师范大学光电仪器厂 | 紫外辐照计
EC5913 |  | test probe | 10~20N测试值 |  | PV | Shibei PV lab | II | 2019-11-13 | 2020-11-12 | ES AW | Closed | 2017-12-15 09:43 |  |  | 2300 | 上海强坤机械设备有限公司 | 测试指
EC5914 |  | laser power meter | nova II | 852360 | HEE | 86#4F-Multimedia test lab | I | 2018-12-05 | 2019-12-04 | NIM | Calibrating | 2017-10-16 10:33 | 配探头3A-P-V1 P/N：7Z02622 S/N：853236 |  | 35000 | OPHIR | 激光功率计
EC5915 |  | Data Acquisition/Switch Unit | 34970A | MY57003679 | HA | 86#3F-Home appliance test lab | II | 2019-11-13 | 2020-11-12 | ES AW | Closed | 2017-11-21 13:07 |  |  | 12650 | keysight | 数据采集仪
EC5915 | 1 | module | 34901A | MY57010750 | HA | 86#3F-Home appliance test lab | III | 2017-11-13 | — | EC JZ | Closed | 2017-11-21 13:09 |  |  | 4050 | keysight | 采集模块
EC5915 | 2 | module | 34901A | MY57010522 | ACCE | 86#3F-Home appliance test lab | III | 2017-11-13 | — | EC JZ | Closed | 2017-11-21 13:10 |  |  | 4050 | keysight | 采集模块
EC5915 | 3 | module | 34901A | MY57012047 | ACCE | 86#3F-Home appliance test lab | III | 2017-11-13 | — | EC JZ | Closed | 2017-11-21 13:11 |  |  | 4050 | keysight | 采集模块
EC5916 |  | Data Acquisition/Switch Unit | 34970A | MY57003635 | HA | 86#3F-Home appliance test lab | II | 2019-11-13 | 2020-11-12 | ES AW | Closed | 2017-11-21 13:08 |  |  | 12650 | keysight | 数据采集仪
EC5916 | 1 | module | 34901A | MY57010547 | HA | 86#3F-Home appliance test lab | III | 2017-11-13 | — | EC JZ | Closed | 2017-11-21 13:12 |  |  | 4050 | keysight | 采集模块
EC5916 | 2 | module | 34901A | MY57010656 | HA | 86#3F-Home appliance test lab | III | 2017-11-13 | — | EC JZ | Closed | 2017-11-21 13:13 |  |  | 4050 | keysight | 采集模块
EC5916 | 3 | module | 34901A | MY57010656 | HA | 86#3F-Home appliance test lab | III | 2017-11-13 | — | EC JZ | Closed | 2017-11-21 13:13 |  |  | 4050 | keysight | 采集模块
EC5917 |  | Vibration tester for flmaeproof luminare |  |  | PT | 86#1F-Environment test lab | I | 2019-12-04 | 2020-12-03 | SETRI | Closed | 2017-12-15 10:53 |  |  | 21120 | 上海强坤机械设备有限公司 | 灯具振动测试装置
EC5918 |  | Multimeter | 287C | 39940059 | HA | 86#3F-Home appliance test lab | II | 2019-10-20 | 2020-10-19 | EC JZ | Closed | 2017-10-25 13:39 |  |  | 3950 | FLUKE | 万用表
EC5919 |  | Temperature and Humidity Recorder | 175H1 | 40367670 | ICT | 86#4F-Multimedia test lab | I | 2019-06-21 | 2020-06-20 | JSMI | Closed | 2017-11-10 10:07 |  |  | 1980 | testo | 温湿度记录仪
EC5920 |  | Temperature and Humidity Recorder | 175H1 | 40367390 | HA | 86#3F-Home appliance test lab | I | 2019-12-02 | 2020-12-01 | JSMI | Closed | 2017-11-23 10:24 |  |  | 1980 | testo | 温湿度记录仪
EC5921 |  | Temperature and Humidity Recorder | 175H1 | 40367650 | HA | 86#3F-Home appliance test lab | I | 2019-10-31 | 2020-10-30 | JSMI | Closed | 2017-11-10 13:02 |  |  | 1980 | testo | 温湿度记录仪
EC5922 |  | Temperature and Humidity Recorder | 175H1 | 40367646 | HA | 86#3F-Home appliance test lab | I | 2019-12-02 | 2020-12-01 | JSMI | Closed | 2017-11-10 13:04 |  |  | 1980 | testo | 温湿度记录仪
EC5923 |  | Temperature and Humidity Recorder | 175H1 | 40367659 | HA | 86#3F-Home appliance test lab | I | 2019-10-31 | 2020-10-30 | JSMI | Closed | 2017-11-10 13:05 |  |  | 1980 | testo | 温湿度记录仪
EC5924 |  | Current Transformer | AKH-0.66/GFXZ-30*30I 30/5 | 11709280840003 | IW | BJ IW test lab | I | 2017-10-30 | 2019-10-29 | JSMI | Calibrating | 2017-11-13 09:23 |  |  | 101 | 安科瑞电气股份有限公司 | 电流互感器
EC5924 | 1 | Current Transformer | AKH-0.66/GFXZ-30*30I 30/5 | 11709280840002 | IW | BJ IW test lab | I | 2017-10-30 | 2019-10-29 | JSMI | Calibrating | 2017-11-13 09:24 |  |  | 101 | 安科瑞电气股份有限公司 | 电流互感器
EC5924 | 2 | Current Transformer | AKH-0.66/GFXZ-30*30I 30/5 | 11709280840001 | IW | BJ IW test lab | I | 2017-10-30 | 2019-10-29 | JSMI | Calibrating | 2017-11-13 09:24 |  |  | 101 | 安科瑞电气股份有限公司 | 电流互感器
EC5925 |  | Pressure Sensor | NH121Y600-1100-U2 | 171018121Y003 | IW | BJ IW test lab | I | 2019-03-14 | 2020-03-13 | SIMT | Calibrating | 2017-12-26 08:52 |  |  | 850 | 能慧科技 | 大气压力传感器
EC5926 |  | Pressure Sensor | NH121Y600~1100-U2 | 171018121Y002 | IW | BJ IW test lab | I | 2019-03-14 | 2020-03-13 | JSMI | Calibrating | 2017-12-26 08:54 |  |  | 850 | 能慧科技 | 大气压力传感器
EC5927 |  | Pressure Sensor | NH121Y600~1100-U2 | 171018121Y001 | IW | BJ IW test lab | I | 2019-03-14 | 2020-03-13 | JSMI | Calibrating | 2017-12-26 08:55 |  |  | 850 | 能慧科技 | 大气压力传感器
EC5928 |  | Temperature Sensor | NH121W-40~60-U | 171018121W003 | IW | BJ IW test lab | I | 2018-08-20 | 2019-08-19 | SIMT | Calibrating | 2017-12-26 08:57 |  |  | 650 | 能慧科技 | 大气温度传感器
EC5929 |  | Temperature Sensor | NH121W-40~60-U2 | 171018121W001 | IW | BJ IW test lab | I | 2019-03-13 | 2020-03-12 | SIMT | Calibrating | 2017-12-26 08:57 |  |  | 650 | 能慧科技 | 大气温度传感器
EC5930 |  | Temperature Sensor | NH121W-40~60-U | 171018121W002 | IW | BJ IW test lab | I | 2017-12-30 | 2018-12-29 | JSMI | Closed | 2017-12-26 08:58 |  |  | 650 | 能慧科技 | 大气温度传感器
EC5931 |  | Anemometer | 43519.00.700 | 12151335 | IW | BJ IW test lab | I | 2016-04-24 | 2018-04-23 | MFG | Calibrating | 2017-10-30 10:06 |  |  | 12000 | Thies firstclass | 风速计
EC5932 |  | Anemometer | 4.3351.10.000 | 7162838 | IW | BJ IW test lab | I | 2016-01-11 | 2018-01-10 | MFG | Closed | 2017-10-30 10:12 |  |  | 12000 | Thies firstclass | 风速计
EC5933 |  | Anemometer | 4.3351.10.000 | 7162837 | IW | BJ IW test lab | I | 2016-01-11 | 2018-01-10 | MFG | Calibrating | 2017-10-30 10:12 |  |  | 12000 | Thies firstclass | 风速计
EC5934 |  | Anemometer | 4.3351.10.000 | 7162846 | IW | BJ IW test lab | I | 2016-01-11 | 2018-01-10 | MFG | Calibrating | 2017-10-30 10:13 |  |  | 12000 | Thies firstclass | 风速计
EC5935 |  | Anemometer | 4.3351.10.000 | 7162849 | IW | BJ IW test lab | I | 2016-01-11 | 2018-01-10 | MFG | Calibrating | 2017-10-30 10:15 |  |  | 12000 | Thies firstclass | 风速计
EC5936 |  | AC Frequency Converter | 5KVA |  | HA | 86#3F-Home appliance test lab | I | 2019-11-12 | 2020-11-11 | SQI | Closed | 2017-10-31 16:30 |  |  | 19000 | APC | 变频电源
EC5937 |  | AC Frequency Converter | 5KVA |  | HA | 86#3F-Home appliance test lab | I | 2019-11-12 | 2020-11-11 | SQI | Closed | 2017-10-31 16:31 |  |  | 19000 | APC | 变频电源
EC5938 |  | Gauge |  |  | HA | 86#3F-Home appliance test lab | II | 2019-11-30 | 2020-11-29 | EC JZ | Closed | 2017-12-15 09:32 |  |  | 1200 | 上海芬思精密机械有限公司 | 量规 figure13
EC5939 |  | AC Digital Power Meter | WT310E-C2-H/C7/G5 | C3TK13077E | HA | 86#3F-Home appliance test lab | I | 2019-12-19 | 2020-12-18 | JSMI | Closed | 2017-11-27 10:22 |  |  | 19700 | YOKOGAWA | 功率计
EC5940 |  | AC Digital Power Meter | WT310E-C2-H/C7/G5 | C3TK13078E | HA | 86#3F-Home appliance test lab | I | 2019-12-19 | 2020-12-18 | JSMI | Closed | 2017-11-27 10:23 |  |  | 19700 | YOKOGAWA | 功率计
EC5941 |  | inter turn short circuit tester |  |  | PT | 86#1F-General test lab | II | 2019-11-21 | 2020-11-20 | JSMI | Calibrating | 2017-12-11 13:49 |  |  | 15500 | 艾偌 | 匝间短路测试仪
EC5942 |  | Digital display pressure gauge (0-10Mpa) | ZHT-2000 | 1709110 | GT | [5 empty] | Equipment arrived, waiting for acceptance check |  |  |  | 750 | 西安智拓仪器仪表有限公司 | 数显压力表（0-10Mpa）
EC5943 |  | apparatus of testing lock off or swich |  |  | PT | 86#1F-Luminary life test lab | I | 2018-12-04 | 2019-12-03 | SETRI | Calibrating | 2018-01-11 14:38 |  |  | 14600 | 上海芯利电子科技有限公司 | 反自锁开关测试装置
EC5944 |  | CMW | CMW500 |  | EMC | 86#4F-EMC test lab | I | 2019-12-10 | 2020-12-09 | CEPREI | Closed | 2017-11-17 10:01 |  |  | 498420 | R&S | 综合测试仪
EC5945 |  | x-ray fluorescence spectrometry | EDX-LE |  | EMC | 51#7F-LUM test lab | I | 2019-11-14 | 2020-11-13 | NIM | Closed | 2017-11-20 09:39 |  |  | 268700 | 日本岛津 | X射线荧光光谱仪
EC5946 |  | Light Flickering Analyzer | LFA-3000 | P185972CA8371121 | XM | Xiamen test lab | I | 2019-11-04 | 2020-11-03 | EVERFINE | Closed | 2017-11-17 15:13 | 软件版本V1.00_LFA-3000 |  | 39800 | 杭州远方 | 光源频闪测量仪
EC5947 | 1 | calibrated link | 13A |  | ACCE | 85#5F-Gauge room | II | 2019-07-27 | 2020-07-26 | ES AW | Closed | 2018-05-03 17:20 |  |  | 2720 | P J DAWSON ENGINEERING | 保险丝
EC5947 | 10 | calibrated link | 13A |  | ACCE | 85#5F-Gauge room | II | 2019-07-27 | 2020-07-26 | ES AW | Closed | 2018-05-04 09:31 |  |  | 2720 | P J DAWSON ENGINEERING | 保险丝
EC5947 | 11 | calibrated link | 13A |  | ACCE | 85#5F-Gauge room | II | 2019-07-27 | 2020-07-26 | ES AW | Closed | 2018-05-04 09:31 |  |  | 2720 | P J DAWSON ENGINEERING | 保险丝
EC5947 | 12 | calibrated link | 13A |  | ACCE | 85#5F-Gauge room | II | 2019-07-27 | 2020-07-26 | ES AW | Closed | 2018-05-04 09:32 |  |  | 2720 | P J DAWSON ENGINEERING | 保险丝
EC5947 | 2 | calibrated link | 13A |  | ACCE | 85#5F-Gauge room | II | 2019-07-27 | 2020-07-26 | ES AW | Closed | 2018-05-04 09:22 |  |  | 2720 | P J DAWSON ENGINEERING | 保险丝
EC5947 | 3 | calibrated link | 13A |  | ACCE | 85#5F-Gauge room | II | 2019-07-27 | 2020-07-26 | ES AW | Closed | 2018-05-04 09:23 |  |  | 2720 | P J DAWSON ENGINEERING | 保险丝
EC5947 | 4 | calibrated link | 13A |  | ACCE | 85#5F-Gauge room | II | 2019-07-27 | 2020-07-26 | ES AW | Closed | 2018-05-04 09:25 |  |  | 2720 | P J DAWSON ENGINEERING | 保险丝
EC5947 | 5 | calibrated link | 13A |  | ACCE | 85#5F-Gauge room | II | 2019-07-27 | 2020-07-26 | ES AW | Closed | 2018-05-04 09:26 |  |  | 2720 | P J DAWSON ENGINEERING | 保险丝
EC5947 | 6 | calibrated link | 13A |  | ACCE | 85#5F-Gauge room | II | 2019-07-27 | 2020-07-26 | ES AW | Closed | 2018-05-04 09:27 |  |  | 2720 | P J DAWSON ENGINEERING | 保险丝
EC5947 | 7 | calibrated link | 13A |  | ACCE | 85#5F-Gauge room | II | 2019-07-27 | 2020-07-26 | ES AW | Closed | 2018-05-04 09:27 |  |  | 2720 | P J DAWSON ENGINEERING | 保险丝
EC5947 | 8 | calibrated link | 13A |  | ACCE | 85#5F-Gauge room | II | 2019-07-27 | 2020-07-26 | ES AW | Closed | 2018-05-04 09:28 |  |  | 2720 | P J DAWSON ENGINEERING | 保险丝
EC5947 | 9 | calibrated link | 13A |  | ACCE | 85#5F-Gauge room | II | 2019-07-27 | 2020-07-26 | ES AW | Closed | 2018-05-04 09:29 |  |  | 2720 | P J DAWSON ENGINEERING | 保险丝
EC5948 |  | High Temperature Oven | SEG-021H |  | QD | Qindao test lab | I | 2019-08-09 | 2020-08-08 | MFG | Closed | 2017-12-21 10:27 | 价格由12130元变为25000元 |  | 12130 | ESPEC | 高温烘箱
EC5949 |  | ESD Pulse Target | CESD-T4G | 8220006 | EMC | 86#4F-EMC test lab | I | 2019-12-20 | 2020-12-19 | JSMI | Closed | 2017-12-18 15:51 |  |  | 18300 | CDSI | 静电靶
EC5950 |  | tray |  |  | HA | [5 empty] | Equipment arrived, waiting for acceptance check |  |  |  | 600 | 上海余杨金属装潢有限公司 | 托盘
EC5951 |  | Broadcast test center | BTC |  | ICT | 86#4F-EMC test lab | I | 2019-07-03 | 2020-07-02 | NIM | Closed | 2017-12-14 16:21 | 7250-304034505 |  | 1339002 | R&S | 广播电视测试系统
EC5951 | 1 | Broadcast test center--Average Power Sensor | NRP6A |  | ICT | 86#4F-EMC test lab | I | 2019-02-20 | 2020-02-19 | SQI | Calibrating |  | 8KHZ to 6GHZ,100pW to 200mW(-70dBm to +23dBm) |  | 1339002 | R&S | 广播电视测试系统--功率探头
EC5951 | 2 | Broadcast test center---broadband isolation transformer | SY 9223-CISPR13 | 9223-CISPR-13-142 | ICT | 86#4F-EMC test lab | I | 2019-02-20 | 2020-02-19 | SQI | Calibrating |  |  |  | 1339002 | R&S | 广播电视测试系统--宽带隔离变压器
EC5952 |  | Test device for refrigerate door |  |  | HA | 51#7F-CM test lab | I | 2019-04-18 | 2020-04-17 | EC JZ | Closed | 2017-12-15 10:03 |  |  | 35600 | 上海芬思精密机械有限公司 | 冰箱门开关耐久测试装置
EC5952 | 1 | angle meter |  |  | HA | 51#7F-CM test lab | I | 2019-05-08 | 2020-05-07 | JSMI | Closed | 2018-05-15 09:29 |  |  | 0 | 上海芬思精密机械有限公司 | 角度仪
EC5953 |  | refrigerant recovery machine equipment |  |  | HA | Shibei PV lab | III | 2018-05-18 | — | EC JZ | Closed | 2018-06-11 14:14 |  |  | 36300 | 南京万佛莱精密机械有限公司 | 冷媒回收机循环测试装置
EC5953 | 1 | pressure meter | 6MPa | zZ1603029383 | HA | Shibei PV lab | I | 2019-05-29 | 2020-05-28 | JSMI | Closed |  |  |  | 200 | 北京布莱迪仪器仪表有限公司 | 压力表
EC5953 | 2 | pressure meter | 6MPa | zZ1603029387 | HA | Shibei PV lab | I | 2019-05-29 | 2020-05-28 | JSMI | Closed |  |  |  | 200 | 北京布莱迪仪器仪表有限公司 | 压力表
EC5953 | 3 | pressure sensor | CS-PT1202 | 170827926 | HA | Shibei PV lab | I | 2019-09-18 | 2020-09-17 | JSMI | Closed |  |  |  | 500 | Xiao ChinStar M&C Ltd | 压力传感器
EC5953 | 4 | Pressure sensor | CS-PT1202 | 170827933 | HA | Shibei PV lab | I | 2019-09-18 | 2020-09-17 | JSMI | Closed |  |  |  | 500 | Xiao ChinStar M&C Ltd | 压力传感器
EC5954 |  | Double-ridged waveguid horn antenna | 3116C | 218556 | EMC | 86#4F-EMC test lab | I | 2019-01-05 | 2020-01-04 | MFG | Calibrating | 2017-12-19 12:23 | 40GHz |  | 64600 | ETS | 喇叭天线
EC5955 |  | Double-ridged waveguid horn with preamplifier | 3116C-PA | 222726 | EMC | 86#4F-EMC test lab | I | 2019-01-05 | 2020-01-04 | MFG | Calibrating | 2017-12-19 12:24 | 18-40GHz typical gain of 35dB |  | 144500 | ETS | 喇叭天线
EC5956 |  | DFIS Digital Force Instruments | DFSII | U13459 | ACCE | 85#5F-ACCE & LUM test lab | I | 2019-02-12 | 2020-02-11 | JSMI | Calibrating | 2017-12-19 14:38 |  |  | 12500 | chatillon | 推拉力计
EC5956 | 1 | Head of testing |  |  | ACCE | 85#5F-Gauge room | II | 2019-04-02 | 2020-04-01 | EC JZ | Closed |  |  |  | 700 | 上海芬思精密机械有限公司 | 测试头
EC5957 |  | Surge Generator | SKS-0510I-T |  | ACCE | 85#5F-ACCE & LUM test lab | I | 2019-03-28 | 2020-03-27 | JSMI | Calibrating | 2017-12-20 13:58 |  |  | 128000 | 上海三基电子工业有限公司 | 雷击浪涌发生器
EC5957 | 1 | Surge Generator---High Voltage Probe | P6015 |  | ACCE | 85#5F-ACCE & LUM test lab | I | 2019-04-16 | 2020-04-15 | SIMT | Closed |  |  |  | 128000 | 上海三基电子工业有限公司 | 雷击浪涌发生器---高压探棒
EC5957 | 2 | Surge Generator---Current Transformer | 110/0.1 | 163275 | ACCE | 85#5F-ACCE & LUM test lab | I | 2018-07-20 | 2020-07-19 | JSMI | Closed |  |  |  | 128000 | 上海三基电子工业有限公司 | 雷击浪涌发生器---电流互感器
EC5958 |  | DC Load | 63600-2 双负载模组机框 | 636002001851 | HEE | 86#4F-Multimedia test lab | I | 2019-12-17 | 2020-12-16 | JSMI | Closed | 2018-02-28 16:26 |  |  | 10000 | chroma | 可编程直流电子负载
EC5958 | 1 | DC Load | 63610-80-20 | 636108004987 | HEE | 86#4F-Multimedia test lab | I | 2019-12-17 | 2020-12-16 | JSMI | Closed |  |  |  | 16500 | chroma | 可编程直流电子负载
EC5958 | 2 | DC Load | 63610-80-20 | 636108004982 | HEE | 86#4F-Multimedia test lab | I | 2019-12-17 | 2020-12-16 | JSMI | Closed |  |  |  | 16500 | chroma | 可编程直流电子负载
EC5958 | 3 | DC Load | 63610-80-20 | 636108004995 | HEE | 86#4F-Multimedia test lab | I | 2019-12-17 | 2020-12-16 | JSMI | Closed |  |  |  | 16500 | chroma | 可编程直流电子负载
EC5959 |  | AC/DC Electrical load | 63803 | 638030001053 | Facility | 86#4F-Calibration room | I | 2019-06-05 | 2020-06-04 | SIMT | Closed | 2018-04-17 14:02 |  |  | 80000 | chroma | 交直流电子负载
EC5960 |  | AC Frequency Converter | ANFC030S | 1712FC0099 | ACCE | 85#5F-ACCE & LUM test lab | III | 2018-01-20 | — | JSMI | Closed | 2018-02-28 13:55 |  |  | 39500 | APC | 变频电源
EC5961 |  | High speed dynamometer |  |  | PT | 86#1F-Tools & machinery test lab | I | 2019-06-20 | 2020-06-19 | SETRI | Closed | 2018-04-09 14:56 |  |  | 59300 | 上海松宝科技发展有限公司 | 高速测功机
EC5961 | 1 | AC Power meter |  |  | PT | [5 empty] | Equipment arrived, waiting for acceptance check |  |  |  | 0 | 上海松宝科技发展有限公司 | AC电参数仪
EC5962 |  | test equiipment for couple of kettle |  |  | CX | CIXI test lab | I | 2019-01-21 | 2020-04-20 | TY | Closed | 2018-02-02 14:20 |  |  | 29500 | 佛山市顺德区安测检测设备有限公司 | 电水壶耦合器插拔试验机
EC5963 |  | test corner |  |  | PPT | 51#7F-PPT test lab | III | 2018-03-05 | — | EC JZ | Closed | 2018-04-08 14:56 |  |  | 2300 | 上海芬思精密机械有限公司 | 测试角
EC5964 |  | impact durability test device | 270 |  | PT | 86#1F-Tools & machinery test lab | II | 2019-04-17 | 2020-04-16 | ES AW | Closed | 2018-05-03 10:14 |  |  | 14000 | 上海强坤机械设备有限公司 | 270KG 冲击耐久测试装置
EC5965 |  | impact durability test device | 360 |  | PT | 86#1F-Tools & machinery test lab | II | 2019-04-17 | 2020-04-16 | ES AW | Closed | 2018-05-03 10:16 |  |  | 16000 | 上海强坤机械设备有限公司 | 360kg 冲击耐久测试装置
EC5966 |  | charge and discharge equipment | 17020 |  | PS | 86#2F-Power supply test lab | I | 2019-02-01 | 2020-04-30 | JSMI | Calibrating | 2018-04-17 14:07 |  |  | 180000 | chroma | 电池充放电
EC5967 |  | DC Load | 63206A-150-600 | 63206AL00338 | PS | 86#2F-Power supply test lab | I | 2019-03-05 | 2020-03-04 | JSMI | Calibrating | 2018-04-17 14:08 |  |  | 75000 | chroma | 直流负载
EC5968 |  | sound level meter | 1351B | 170907843 | HEE | 86#4F-Multimedia test lab | I | 2019-03-12 | 2020-03-11 | SIMT | Calibrating | 2018-03-22 17:06 |  |  | 1380 | TES | 噪音计
EC5969 |  | CDN-M2+3 | CDN-M2+3 | A2210459-2017 | EMC | 86#4F-EMC test lab | I | 2019-03-29 | 2020-03-28 | SIMT | Calibrating | 2018-04-11 09:21 |  |  | 12500 | Frankonia | CDN-M2+3
EC5970 |  | power supply | AN97002H | 1708970165 | PS | 86#2F-Power supply test lab | I | 2019-03-15 | 2020-03-14 | SQI | Calibrating | 2018-03-15 15:15 |  |  | 8000 | 艾诺仪器公司 | 变频电源
EC5971 |  | power supply | AN97002H | 1801970138 | PS | 86#2F-Power supply test lab | I | 2019-03-15 | 2020-03-14 | SQI | Calibrating | 2018-03-15 15:16 |  |  | 8000 | 艾诺仪器公司 | 变频电源
EC5972 |  | illuminance meter | 1335 | 171002482 | QD | Qindao test lab | I | 2020-01-13 | 2021-01-12 | GRGT | Closed | 2018-04-08 15:32 |  |  | 1280 | TES | 光照度计
EC5973 |  | Luminance Meter | 137 | 170809076 | QD | Qindao test lab | I | 2019-03-12 | 2020-03-11 | SIMT | Calibrating | 2018-05-11 16:38 |  |  | 1990 | TES | 辉度计
EC5974 |  | OTA | RTS65 |  | ICT | 86#4F-EMC test lab | I | 2018-03-28 | 2019-03-27 | MFG | Closed | 2018-03-15 15:51 |  |  | 2105000 | bluetest | 空间无线传输性能测试设备
EC5974 | 1 | ENA Series Network | E5071C |  | ICT | [5 empty] | Equipment arrived, waiting for acceptance check |  |  |  | 310000 | keysight | 网络分析仪
EC5975 |  | foot of testing |  |  | GT | 86#1F-Garden tools test lab (Ⅰ) | II | 2019-04-05 | 2020-04-04 | EC JZ | Closed | 2018-06-19 13:44 |  |  | 2300 | 上海强坤机械设备有限公司 | 测试脚
EC5976 |  | AC constant current source | AN77050-15 | 1711970130G | ACCE | 85#5F-ACCE & LUM test lab | I | 2019-03-15 | 2020-03-14 | SQI | Calibrating | 2018-03-15 13:32 | 50A 15V |  | 9600 | 艾诺仪器公司 | 交流恒流源
EC5977 |  | AC constant current source | AN77050-15 | 1711970523G | ACCE | 85#5F-ACCE & LUM test lab | I | 2019-03-15 | 2020-03-14 | SQI | Calibrating |  | 50A 15V |  | 9600 | 艾诺仪器公司 | 交流恒流源
EC5978 |  | AC constant current source | AN77050-15 | 1711970524G | ACCE | 85#5F-ACCE & LUM test lab | I | 2019-03-15 | 2020-03-14 | SQI | Calibrating |  | 50A 15V |  | 9600 | 艾诺仪器公司 | 交流恒流源
EC5979 |  | AC constant current source | AN77050-15 | 1711970525G | ACCE | 85#5F-ACCE & LUM test lab | I | 2019-03-15 | 2020-03-14 | SQI | Calibrating |  | 50A 15V |  | 9600 | 艾诺仪器公司 | 交流恒流源
EC5980 |  | AC constant current source | AN77050-15 | 1711970534G | ACCE | 85#5F-ACCE & LUM test lab | I | 2019-03-15 | 2020-03-14 | SQI | Calibrating |  | 50A 15V |  | 9600 | 艾诺仪器公司 | 交流恒流源
EC5981 |  | Calibration fixture | BS1363-2 FIG29 | GR17102701 | LAB | 86#4F-Calibration room | III | 2017-11-28 | — | MFG | Closed | 2018-03-20 14:30 |  |  | 2300 | 广州格瑞检测设备有限公司 | 校正夹具
EC5982 |  | pressure meter | 40MPa |  | QD | Qindao test lab | I | 2020-01-13 | 2021-01-12 | GRGT | Closed | 2018-04-11 14:03 |  |  | 650 | 上海精普仪表厂 | 压力表
EC5983 |  | electronic display ruler | 200mm |  | HEE | 86#4F-Multimedia test lab | I | 2019-03-15 | 2020-03-14 | JSMI | Calibrating | 2018-04-08 15:27 |  |  | 250 | 上海量具 | 电子显示卡尺
EC5984 |  | test hook |  |  | XM Lab | Xiamen test lab | II | 2020-01-28 | 2021-01-27 | EC JZ | Closed | 2018-07-12 15:16 |  |  | 940 | 上海芬思精密机械有限公司 | 测试钩
EC5985 |  | Slide-Wire Resistor | BX8-87 |  | ACCE | 85#5F-ACCE & LUM test lab | III | 2018-04-04 | — | EC JZ | Closed | 2018-04-04 10:18 | 3000欧姆，2A |  | 8000 | 上海胜新电器厂 | 滑线变阻器
EC5986 |  | DC Power meter |  |  | PT | 86#1F-Tools & machinery test lab | I | 2019-04-19 | 2020-04-18 | SETRI | Closed | 2018-12-13 14:40 |  |  | 4500 | 上海松宝科技发展有限公司 | 直流电参数仪
EC5987 |  | Cadex headform |  |  | HA | 86#3F-Construction test lab (Ⅱ) | III | 2018-04-10 | — | ES JX | PL accepted, archiving files | 2018-05-03 13:22 |  |  | 13138 | Cadex | Cadex头模
EC5988 |  | sound level meter | 1350A | 171203286 | IW | BJ IW test lab | I | 2019-01-31 | 2020-01-30 | SIMT | Closed | 2018-05-15 15:52 |  |  | 1380 | TES | 噪音计
EC5989 |  | sound level meter | 1350A | 171203400 | PT | [5 empty] | Equipment arrived, waiting for acceptance check |  |  |  | 1380 | TES | 噪音计
EC5990 |  | 不锈钢冲击钢球 | 直径25 |  | QD | Qindao test lab | II | 2019-04-18 | 2020-04-17 | EC JZ | Closed | 2018-07-03 13:16 |  |  | 380 | 上海芬思精密机械有限公司 | impact steel ball
EC5991 |  | impact steel ball | 直径38 |  | QD | Qindao test lab | II | 2019-04-18 | 2020-04-17 | EC JZ | Closed | 2018-07-03 13:18 |  |  | 420 | 上海芬思精密机械有限公司 | 冲击钢球
EC5992 |  | self ballsated lamp load |  |  | ACCE | 86#1F-General test lab | I | 2019-04-10 | 2020-04-09 | SIMT | Closed | 2018-05-02 09:32 |  |  | 120000 | 广东德牌仪器设备有限公司 | 自镇流灯负载柜
EC5993 |  | Metallographic microscope | HTX-8000E |  | PV | Shibei PV lab | I | 2019-05-24 | 2020-05-23 | SIMT | Closed | 2018-04-25 14:00 |  |  | 30500 | 江苏拓米洛环境试验设备有限公司 | 金相显微镜
EC5993 | 1 | Metallographic microscope | HTX-8000E |  | PV | Shibei PV lab | III | 2018-04-24 | — | SIMT | Closed |  |  |  | 30500 | 江苏拓米洛环境试验设备有限公司 | 金相显微镜---标准片
EC5994 |  | Double plate four speed grinding machin | MP-2C |  | PV | Shibei PV lab | III | 2018-04-24 | — | MFG | Closed | 2018-04-25 14:03 |  |  | 8500 | 江苏拓米洛环境试验设备有限公司 | 双盘台式四速磨抛机
EC5995 |  | Pressure /vacuum transducer module | PV350 |  | PPT | 51#7F-PPT test lab | I | 2019-05-08 | 2020-05-07 | JSMI | Closed | 2018-05-17 13:37 |  |  | 4980 | 上海振莺机电设备有限公司 | PV350压力模块
EC5996 |  | pinewood block |  |  | ACCE | 85#5F-ACCE & LUM test lab | II | 2019-05-02 | — | EC JZ | Can not be found | 2018-05-03 13:35 |  |  | 750 | 上海芬思精密机械有限公司 | 测试盒
EC5997 |  | pinewood block |  |  | ACCE | 85#5F-ACCE & LUM test lab | II | 2019-05-02 | — | EC JZ | Can not be found | 2018-05-03 13:54 |  |  | 750 | 上海芬思精密机械有限公司 | 测试盒
EC5998 |  | pinewood block |  |  | ACCE | 85#5F-ACCE & LUM test lab | II | 2019-05-02 | — | EC JZ | Can not be found | 2018-05-03 13:55 |  |  | 750 | 上海芬思精密机械有限公司 | 测试盒
EC5999 |  | DC resistance | QJ57 | 1802009 | PV | Shibei PV lab | I | 2019-06-20 | 2020-06-19 | JSMI | Closed | 2018-06-19 13:54 |  |  | 6500 | 上海澄洋仪器仪表有限公司 | 直流电桥
EC5999 | 1 | Fixture Steel rule | 1000mm |  | PV | Shibei PV lab | I | 2019-05-29 | 2020-05-28 | JSMI | Closed |  |  |  | 48 | SATA | 夹具钢尺
EC6000 |  | test probe | 直径100 |  | QD | Qindao test lab | II | 2019-05-18 | 2020-05-17 | ES AW | Closed | 2018-07-11 13:47 |  |  | 750 | 上海芬思精密机械有限公司 | 橡胶测试棒
EC6001 |  | test probe | 直径9.5 |  | QD | Qindao test lab | II | 2019-05-18 | 2020-05-17 | ES AW | Closed | 2018-07-11 13:49 |  |  | 750 | 上海芬思精密机械有限公司 | 橡胶测试棒
EC6002 |  | Viscometer | NDJ-5S | 5S1805047 | XM | Xiamen test lab | I | 2019-01-22 | 2020-01-21 | XRCTT | Calibrating | 2018-06-19 13:57 |  |  | 3700 | 上海方瑞仪器有限公司 | 粘度计
EC6003 |  | electrical pressure pump | 4DSY-12/100 |  | GT | 86#1F-Washing M/C test lab | III | 2018-05-18 | — | EC JZ | Closed | 2018-07-03 13:43 |  |  | 11600 | 上海飞舟试压泵制造有限公司 | 试压泵
EC6003 | 1 | Pressure meter | YX-150/100MPa |  | PT | 86#1F-Washing M/C test lab | I | 2019-07-01 | 2020-06-30 | JSMI | Closed | 2018-07-03 13:29 |  |  | 0 | 上海仪川仪表厂 | 电接点压力表
EC6004 |  | mounting bos for flash type transformer |  |  | ACCE | [5 empty] | Equipment arrived, waiting for acceptance check |  |  |  | 994 | 上海余杨金属装潢有限公司 | 测试盒
EC6005 |  | mounting |  |  | PS | [5 empty] | Equipment arrived, waiting for acceptance check |  |  |  | 950 | 上海余杨金属装潢有限公司 | 测试盒
EC6006 |  | mou |  |  | PS | [5 empty] | Equipment arrived, waiting for acceptance check |  |  |  | 950 | 上海余杨金属装潢有限公司 | 测试盒
EC6007 |  | Insulating part |  |  | ACCE | 85#5F-ACCE & LUM test lab | II | 2019-05-28 | 2020-05-27 | EC JZ | Closed |  |  |  | 350 | 上海芬思精密机械有限公司 | 绝缘片
EC6008 |  | spacer |  |  | ACCE | 85#5F-ACCE & LUM test lab | II | 2019-05-28 | 2020-05-27 | EC JZ | Closed |  |  |  | 350 | 上海芬思精密机械有限公司 | 间隔片
EC6009 |  | Leakage current meter | simpson 228 | KEM112019 | LUM | 51#7F-LUM test lab | I | 2019-05-31 | 2020-05-30 | JSMI | Closed | 2018-06-15 09:18 |  |  | 7500 | simpson | 泄漏电流测试仪
EC6010 |  | Slide-Wire Resistor | BX8-42 |  | ACCE | 85#5F-ACCE & LUM test lab | III | 2018-05-21 | — | EC JZ | Closed | 2018-05-21 15:48 | 40A 0-3欧姆可调 |  | 4190 | 上海胜新电器厂 | 滑线变阻器
EC6011 |  | non-inductance resistors | 100w 2KΩJ |  | HA | 86#3F-Home appliance test lab | II | 2019-06-02 | 2020-06-01 | ES AW | Closed | 2018-05-21 16:42 |  |  | 80 | 上海胜新电器厂 | 无感电阻
EC6012 |  | Thickness meter | MP0 | 100011104 | HA | 86#3F-Home appliance test lab | I | 2019-07-18 | 2020-07-17 | SIMT | Closed | 2018-07-13 09:05 |  |  | 5500 | fischer | 涂层厚度测试仪
EC6013 |  | AC Frequency power source | ANFC030S | 1805FC0024 | CL | 86#1F-1F Power distribution room | III | 2018-06-22 | — | JSMI | Closed | 2018-06-19 13:50 |  |  | 29500 | 青岛艾诺 | 变频电源
EC6014 |  | AC Frequency power source | AN97005H-5KVA | 1805970042BWA | ACCE | 85#5F-ACCE & LUM test lab | I | 2019-07-04 | 2020-07-03 | JSMI | Closed | 2018-06-19 13:49 |  |  | 12000 | 青岛艾诺 | 变频电源
EC6015 |  | EUROTEST 61557 | Eurotest 61557 MI2086E U-50-1C | 18030235 | PT | 86#2F-Performance test lab | I | 2019-06-27 | 2020-06-26 | JSMI | Closed | 2018-07-17 13:11 |  |  | 21500 | 美翠 | Eurotest 61557 电气综合测试仪
EC6015 | 1 | Current measuring clamp | A1018 | 17511053 | PT | 86#2F-Performance test lab | I | 2019-06-27 | 2020-06-26 | MFG | Closed |  |  |  | 21500 | 美翠 | 电流钳
EC6015 | 2 | Current measuring clamp | A1019 | 17510628 | PT | 86#2F-Performance test lab | I | 2019-06-27 | 2020-06-26 | MFG | Closed |  |  |  | 21500 | 美翠 | 电流钳
EC6016 |  | Digital power meter | 8716C1T | 8718030292 | ACCE | 85#5F-ACCE & LUM test lab | II | 2019-08-23 | 2020-08-22 | ES JX | Closed | 2018-08-24 16:39 |  |  | 2520 | 青岛青智仪器有限公司 | 功率计
EC6017 |  | Data Acquisition/Switch Unit | 34970A | MY 57007815 | ACCE | 85#5F-ACCE & LUM test lab | II | 2019-08-28 | 2020-08-27 | ES AW | Closed | 2018-08-01 14:22 |  |  | 12650 | keysight | 数据采集仪
EC6017 | 1 | Module | 34901A | MY58131977 | ACCE | 85#5F-ACCE & LUM test lab | III | 2018-06-22 | — | ES AW | Closed |  |  |  | 4050 | keysight | 采集模块
EC6017 | 2 | Module | 34901A | MY58131353 | ACCE | 85#5F-ACCE & LUM test lab | III | 2018-06-22 | — | ES CZ | Closed |  |  |  | 4050 | keysight | 采集模块
EC6017 | 3 | Module | 34901A | MY58131116 | ACCE | 85#5F-ACCE & LUM test lab | III | 2018-06-22 | — | ES CZ | Closed |  |  |  | 4050 | keysight | 采集模块
EC6018 |  | Insulation Resistance Tester | TH2684A |  | PV | Shibei PV lab | I | 2019-06-27 | 2020-06-26 | JSMI | Closed | 2018-07-04 13:37 |  |  | 9500 | 同惠 | 绝缘电阻测试仪
EC6019 |  | flowmeter | 1200L/M |  | PPT | 51#7F-PPT test lab | I | 2019-07-22 | 2021-07-21 | SIMT | Closed | 2018-07-17 16:57 |  |  | 6500 | 江苏沪控自动化设备有限公司 | 流量计
EC6020 |  | solar light | pma2144 |  | PPT | 51#7F-PPT test lab | I | 2019-07-16 | 2020-07-15 | SIMT | Closed | 2018-07-17 17:14 |  |  | 36000 | solar light | 照度计
EC6021 |  | Climate test chamber | MT3065 | 18114028 | ICT | 86#4F-EMC test lab | I | 2019-07-05 | 2020-07-04 | JSMI | Closed | 2018-07-04 11:08 |  |  | 58496 | 广州五所 | 高低温湿度箱
EC6022 |  | combustible gas detector | PGM-1600 | 341-105223 | HA | 86#3F-Home appliance test lab | I | 2019-09-11 | 2020-09-10 | SIMT | Closed | 2018-07-17 13:56 |  |  | 4500 | searchrae | 可燃气体检测仪
EC6023 |  | combustible gas detector | PGM-1600 | 341-105224 | HA | 86#3F-Home appliance test lab | I | 2019-09-11 | 2020-09-10 | SIMT | Closed | 2018-07-17 13:57 |  |  | 4500 | searchrae | 可燃气体检测仪
EC6024 |  | Battery Tester | TH2523 | Z044180130 | PS | 86#2F-Power supply test lab | I | 2019-07-16 | 2020-07-15 | JSMI | Closed | 2018-07-25 15:25 |  |  | 5800 | tonghui | 电池内阻测试仪
EC6025 |  | test corner |  |  | HA | 86#3F-Home appliance test lab | III | 2018-07-25 | — | ES AW | Closed | 2018-08-06 16:21 |  |  | 6250 | 上海芬思精密机械有限公司 | 测试角
EC6026 |  | test corner |  |  | HA | 86#3F-Home appliance test lab | III | 2018-07-25 | — | ES AW | Closed | 2018-08-06 16:25 |  |  | 6250 | 上海芬思精密机械有限公司 | 测试角
EC6027 | 1 | vessel | 带盖 直径110 |  | CIXI | CIXI test lab | II | 2019-07-20 | 2020-07-19 | EC JZ | Closed | 2018-07-24 10:09 |  |  | 1420 | 佛山市擎天企业顾问有限公司 | 器皿
EC6027 | 2 | vessel | 带盖 直径145 |  | CIXI | CIXI test lab | II | 2019-07-20 | 2020-07-19 | EC JZ | Closed | 2018-07-24 10:13 |  |  | 1420 | 佛山市擎天企业顾问有限公司 | 器皿
EC6027 | 3 | vessel | 带盖 直径180 |  | CIXI | CIXI test lab | II | 2019-07-20 | 2020-07-19 | EC JZ | Closed | 2018-07-24 10:20 |  |  | 1420 | 佛山市擎天企业顾问有限公司 | 器皿
EC6027 | 4 | vessel | 带盖 直径220 |  | CIXI | CIXI test lab | II | 2019-07-20 | 2020-07-19 | EC JZ | Closed | 2018-07-24 10:21 |  |  | 1420 | 佛山市擎天企业顾问有限公司 | 器皿
EC6027 | 5 | vessel | 带盖 直径300 |  | CIXI | CIXI test lab | II | 2019-07-20 | 2020-07-19 | EC JZ | Closed | 2018-07-24 10:23 |  |  | 1420 | 佛山市擎天企业顾问有限公司 | 器皿
EC6028 | 1 | vessel | 不带盖 直径110 |  | CIXI | CIXI test lab | II | 2019-07-20 | 2020-07-19 | EC JZ | Closed |  |  |  | 1420 | 佛山市擎天企业顾问有限公司 | 器皿
EC6028 | 2 | vessel | 不带盖 直径145 |  | CIXI | CIXI test lab | II | 2019-07-20 | 2020-07-19 | EC JZ | Closed | 2018-07-24 10:40 |  |  | 1420 | 佛山市擎天企业顾问有限公司 | 器皿
EC6028 | 3 | vessel | 不带盖 直径180 |  | CIXI | CIXI test lab | II | 2019-07-20 | 2020-07-19 | EC JZ | Closed | 2018-07-24 10:42 |  |  | 1420 | 佛山市擎天企业顾问有限公司 | 器皿
EC6028 | 4 | vessel | 不带盖 直径220 |  | CIXI | CIXI test lab | II | 2019-07-20 | 2020-07-19 | EC JZ | Closed | 2018-07-24 10:43 |  |  | 1420 | 佛山市擎天企业顾问有限公司 | 器皿
EC6028 | 5 | vessel | 不带盖 直径300 |  | CIXI | CIXI test lab | II | 2019-07-20 | 2020-07-19 | EC JZ | Closed | 2018-07-24 10:44 |  |  | 1420 | 佛山市擎天企业顾问有限公司 | 器皿
EC6029 |  | Digital electric stopwatch | 415型 | 180765 | LAB | 86#4F-Calibration room | I | 2019-05-30 | 2020-05-29 | SIMT | Closed | 2018-08-29 16:57 |  |  | 2000 | 成都钟表厂 | 数字电秒表
EC6030 |  | trainformar | 0-300V 40A |  | ACCE | 85#5F-ACCE & LUM test lab | III | 2018-07-20 | — | ES AW | Closed | 2018-07-25 15:17 |  |  | 3500 |  | 调压器
EC6031 |  | Resistance Box | 20-800千欧 |  | ACCE | 86#1F-IW test lab | I | 2018-08-06 | 2019-08-05 | CASC | Calibrating | 2018-08-09 13:25 |  |  | 0 | 自制 | 电阻盒
EC6032 |  | nozzle |  |  | GT | 86#1F-Garden tools test lab (Ⅰ) | II | 2019-09-05 | 2020-09-04 | EC JZ | Closed | 2018-10-26 17:12 |  |  | 520 | 上海芬思精密机械有限公司 | 喷头
EC6033 |  | Digital power meter | WT332E-C2-H/C7/G5 | C3UH02008E | PS | 86#2F-Power supply test lab | I | 2019-09-16 | 2020-09-15 | JSMI | Closed | 2018-09-19 16:11 |  |  | 29200 | 横河电机 | 功率计
EC6034 |  | Digital power meter | WT332E-C2-H/C7/G5 | C3UH02007E | PS | 86#2F-Power supply test lab | I | 2019-09-16 | 2020-09-15 | JSMI | Closed | 2018-09-19 16:12 |  |  | 29200 | 横河电机 | 功率计
EC6035 |  | Biconical antenna | UBAA9114+BBVU9135 | 427+127 | ICT | 86#4F-EMC test lab | I | 2019-11-14 | 2020-11-13 | MFG | Closed | 2018-08-27 13:19 |  |  | 20000 | schwarzbeck | 双锥天线
EC6036 |  | U style pressure meter |  |  | LAB | 86#1F-Material test lab | I | 2019-10-29 | 2020-10-28 | JSMI | Closed |  |  |  | 30 | 武强县龙翔仪器仪表销售有限公司 | U型管压力计
EC6037 |  | Insulation Resistance Tester | PC27-1 | 54293 | PS | 86#2F-Power supply test lab | I | 2019-09-29 | 2020-09-28 | JSMI | Closed | 2018-10-24 15:25 |  |  | 800 | 上海太欧电子有限公司 | 绝缘电阻测试仪
EC6038 |  | spillage solution bottle |  |  | HA | 86#3F-Home appliance test lab | II | 2019-09-21 | 2020-09-20 | ES AW | Closed |  |  |  | 400 | 上海芬思精密机械有限公司 | 溢流瓶
EC6040 |  | steel ball | 直径50.8mm |  | ACCE | 86#3F-Home appliance test lab | II | 2019-09-21 | 2020-09-20 | EC JZ | Closed | 2018-10-12 15:19 |  |  | 450 | 上海强坤机械设备有限公司 | 钢球
EC6040 |  | steel ball | 直径50.8mm |  | ACCE | 86#3F-Home appliance test lab | II | 2019-09-21 | 2020-09-20 | EC JZ | Closed | 2018-10-12 15:20 |  |  | 450 | 上海强坤机械设备有限公司 | 钢球
EC6041 |  | test pin | figure 125.1 |  | ACCE | 85#5F-Gauge room | II | 2019-09-21 | 2020-09-20 | EC JZ | Closed |  |  |  | 1300 | 上海强坤机械设备有限公司 | 美标单插针扭矩测试杆
EC6042 |  | test pin | figure 125.2 |  | ACCE | 85#5F-Gauge room | II | 2019-09-21 | 2020-09-20 | EC JZ | Closed |  |  |  | 1100 | 上海强坤机械设备有限公司 | 美标单插针扭矩测试杆
EC6043 |  | test fingernail |  |  | ACCE | 85#5F-Gauge room | II | 2019-09-21 | 2020-09-20 | EC JZ | Closed | 2019-07-03 16:42 |  |  | 2200 | 上海强坤机械设备有限公司 | 测试指甲
EC6044 |  | Temperature and Humidity Recorder | 175H1 | 40392868 | GT | 86#1F-Tools & machinery test lab | I | 2019-09-26 | 2020-09-25 | JSMI | Closed | 2018-10-22 14:49 |  |  | 1980 | testo | 温湿度记录仪
EC6045 |  | Temperature and Humidity Recorder | 175H1 | 40392860 | GT | 86#1F-Tools & machinery test lab | I | 2019-09-26 | 2020-09-25 | JSMI | Closed | 2018-10-22 14:50 |  |  | 1980 | testo | 温湿度记录仪
EC6046 |  | Temperature and Humidity Recorder | 175H1 | 40392874 | PV | Shibei PV lab | I | 2019-09-26 | 2020-09-25 | JSMI | Closed | 2018-10-22 14:51 |  |  | 1980 | testo | 温湿度记录仪
EC6047 |  | burning box | BE-8105 |  | PS | 86#1F-1F Power distribution room | I | 2019-04-19 | 2020-04-18 | EC JZ | Closed | 2018-12-24 15:27 |  |  | 35000 | 东莞市贝尔试验设备有限公司 | 电池燃烧试验机
EC6048 |  | High current shout circuit | BE-2000A |  | PS | 86#1F-1F Power distribution room | I | 2019-04-10 | 2020-04-09 | EC JZ | Closed | 2018-12-24 15:31 |  |  | 86000 | 东莞市贝尔试验设备有限公司 | 大电流短路试验机
EC6049 |  | Extruder | BE-6045-10T |  | PS | 86#1F-1F Power distribution room | I | 2019-04-10 | 2020-04-09 | EC JZ | Closed | 2018-12-24 15:34 |  |  | 200000 | 东莞市贝尔试验设备有限公司 | 电池挤压试验机
EC6050 |  | audio analyzer | UPV |  | ICT | 86#4F-EMC test lab | I | 2019-09-25 | 2020-09-24 | SQI | Closed | 2018-09-30 09:06 |  |  | 70000 | R&S | 音频分析仪
EC6051 |  | Communication Tester | CMU200 |  | ICT | 86#4F-EMC test lab | I | 2018-09-18 | — | SIMT | Repairing | 2018-09-30 09:07 |  |  | 81200 | R&S | 综合测试仪
EC6052 |  | Temperature and Humidity Recorder | 175h1 | 40392852 | PV | Shibei PV lab | I | 2019-09-26 | 2020-09-25 | JSMI | Closed | 2018-10-22 14:44 |  |  | 1980 | testo | 温湿度记录仪
EC6053 |  | Temperature and Humidity Recorder | 175h1 | 40392850 | PV | Shibei PV lab | I | 2019-09-26 | 2020-09-25 | JSMI | Closed | 2018-10-22 14:45 |  |  | 1980 | testo | 温湿度记录仪
EC6054 |  | Manual step attenuator | 8496B | MY42151835 | EMC | 86#4F-EMC test lab | I | 2019-09-26 | 2020-09-25 | MFG | Closed | 2018-09-28 11:04 |  |  | 12100 | keysight Technologies | 衰减器
EC6055 |  | Manual step attenuator | 8494B | MY42158440 | EMC | 86#4F-EMC test lab | I | 2019-09-26 | 2020-09-25 | MFG | Closed | 2018-09-28 11:05 |  |  | 12340 | keysight Technologies | 衰减器
EC6056 |  | Electrical Safety Analyzer | SE7452 | 1712017 | PT | 86#2F-Performance test lab | I | 2019-11-24 | 2020-11-23 | JSMI | Closed | 2018-11-16 16:32 |  |  | 41000 | 华仪电子 | 综合测试仪
EC6057 |  | DC Load | AN23512 | 1809235003 | XM | Xiamen test lab | I | 2019-08-27 | 2020-08-26 | GRGT | Closed | 2018-11-22 15:19 |  |  | 5000 | 艾诺仪器公司 | 电子负载
EC6058 |  | DC Load | AN23512 | 1809235010 | XM | Xiamen test lab | I | 2019-08-27 | 2020-08-26 | GRGT | Closed | 2018-11-22 15:20 |  |  | 5000 | 艾诺仪器公司 | 电子负载
EC6059 |  | ball pressure tester |  |  | XM | Xiamen test lab | II | 2019-06-16 | 2020-06-15 | ES AW | Closed | 2018-12-25 11:14 |  |  | 800 |  | 球压仪
EC6060 |  | cylindre pour petites partyies |  |  | XM | Xiamen test lab | II | 2019-12-13 | 2020-12-12 | EC JZ | Closed | 2019-01-18 09:42 |  |  | 1300 | 上海芬思精密机械有限公司 | 圆柱倾倒件
EC6061 |  | Leakage Current Filter | Fig.4 |  | XM | Xiamen test lab | I | 2019-12-16 | 2020-12-15 | SIMT | Closed |  |  |  | 2300 | 深圳安规检测设备有限公司 | 泄漏电流测试盒
EC6063 |  | Notch filter | NF5167 | G255 | ICT | 86#4F-EMC test lab | I | 2019-10-21 | 2020-10-20 | MFG | Closed | 2018-10-29 14:24 |  |  | 8309 | 承仪电子股份有限公司 | 陷波器
EC6064 |  | AC Frequency power source | AN97005-G 5KVA |  | QD | Qindao test lab | III | 2018-10-18 | — | MFG | Closed | 2018-10-30 09:50 |  |  | 12000 | 青岛艾诺 | 变频电源
EC6065 |  | High Temperature Oven | LU-2140FS | 1511001 | ACCE | 85#5F-ACCE & LUM test lab | I | 2019-10-14 | 2020-10-13 | JSMI | Closed | 2018-11-27 16:39 |  |  | 26000 | 上海准鑫环境实验设备有限公司 | 高温试验箱
EC6066 |  | Test apparatus for temperture rise test |  |  | ACCE | 85#5F-ACCE & LUM test lab | III | 2018-12-06 | — | EC JZ | Closed | 2018-12-20 10:12 |  |  | 3000 | 上海强坤机械设备有限公司 | 温升测试装置
EC6066 | 1 | Test apparatus for temperture rise test |  |  | ACCE | 85#5F-ACCE & LUM test lab | II | 2019-12-06 | 2020-12-05 | EC JZ | Closed |  |  |  | 3000 | 上海强坤机械设备有限公司 | 温升测试装置量规
EC6067 |  | Test apparatus for temperture rise test |  |  | ACCE | 85#5F-ACCE & LUM test lab | III | 2018-12-06 | — | EC JZ | Closed | 2018-12-20 10:26 |  |  | 3000 | 上海强坤机械设备有限公司 | 温升测试装置
EC6067 | 1 | Test apparatus for temperture rise test |  |  | ACCE | 85#5F-ACCE & LUM test lab | II | 2019-12-06 | 2020-12-05 | EC JZ | Closed |  |  |  | 3000 | 上海强坤机械设备有限公司 | 温升测试装置
EC6068 |  | Test apparatus for temperture rise test |  |  | ACCE | 85#5F-ACCE & LUM test lab | III | 2018-12-06 | — | EC JZ | Closed | 2018-12-20 10:33 |  |  | 3000 | 上海强坤机械设备有限公司 | 温升测试装置
EC6068 | 1 | Test apparatus for temperture rise test |  |  | ACCE | 85#5F-ACCE & LUM test lab | II | 2019-12-06 | 2020-12-05 | EC JZ | Closed |  |  |  | 3000 | 上海强坤机械设备有限公司 | 温升测试装置
EC6069 |  | Multipoint temperature and humidity tester | WDT-2 |  | Facility | 86#4F-Calibration room | I | 2019-10-08 | 2020-10-07 | JSMI | Closed | 2018-12-03 11:10 | 软件：多点温湿度测试仪2009（15.9.7） |  | 64600 | 无锡丰仪 | 多点温湿度测试仪
EC6070 |  | thermal shock test chamber | BTZ-4200E | 640951 | PPT | 51#7F-PPT test lab | II | 2019-12-11 | 2020-12-10 | ES AW | Closed | 2018-12-17 10:21 |  |  | 200000 | ESPEC | 温度冲击试验箱
EC6071 |  | Push-pull scale | SH-100 | 5618E04365 | LAB | 86#4F-Calibration room | I | 2018-12-17 | 2019-12-16 | SIMT | Calibrating | 2018-12-26 16:13 |  |  | 1500 | 山度 | 推拉力计
EC6072 |  | Torque Screwdriver | LTD120CN | 454224J | PT | 86#1F-Garden tools test lab (Ⅰ) | I | 2019-12-23 | 2020-12-22 | JSMI | Closed | 2018-12-26 15:19 |  |  | 1150 | Tohnichi | 扭力螺丝刀
EC6073 |  | Digital Tachometer | HT-4200 | 180802885R | PT | 86#1F-Tools & machinery test lab | I | 2019-12-23 | 2020-12-22 | JSMI | Closed | 2018-12-26 15:17 |  |  | 2980 | 小野 | 转速计
EC6074 | 1 | Clamping unit | EN50075/瑞士type11/意大利S10/S11 |  | ACCE | 85#5F-ACCE & LUM test lab | III | 2018-12-20 | — | ES AW | Closed | 2018-12-27 13:14 |  |  | 200 | 上海强坤机械制造有限公司 | 夹块
EC6074 | 2 | Clamping unit | EN50075/瑞士type11/意大利S10/S11 |  | ACCE | 85#5F-Gauge room | III | 2018-09-21 | — | ES AW | Closed |  |  |  | 200 | 上海强坤机械制造有限公司 | 夹块
EC6074 | 3 | Clamping unit | EN50075/瑞士type11/意大利S10/S11 |  | ACCE | 85#5F-Gauge room | III | 2018-09-21 | — | ES AW | Closed |  |  |  | 200 | 上海强坤机械制造有限公司 | 夹块
EC6075 | 1 | Clamping unit | IEC60884欧式/意大利S32 |  | ACCE | 85#5F-ACCE & LUM test lab | III | 2018-12-20 | — | ES AW | Closed |  |  |  | 200 | 上海强坤机械制造有限公司 | 夹块
EC6075 | 2 | Clamping unit | IEC60884欧式/意大利S32 |  | ACCE | 85#5F-Gauge room | III | 2018-09-21 | — | ES AW | Closed |  |  |  | 200 | 上海强坤机械制造有限公司 | 夹块
EC6075 | 3 | Clamping unit | IEC60884欧式/意大利S32 |  | ACCE | 85#5F-Gauge room | III | 2018-09-21 | — | ES AW | Closed |  |  |  | 200 | 上海强坤机械制造有限公司 | 夹块
EC6076 | 1 | Clamping unit | 英式夹块 7.28x4.85mm |  | ACCE | 85#5F-ACCE & LUM test lab | III | 2018-12-20 | — | ES AW | Closed |  |  |  | 200 | 上海强坤机械制造有限公司 | 夹块
EC6076 | 2 | Clamping unit | 英式夹块 7.28x4.85mm |  | ACCE | 85#5F-Gauge room | III | 2018-09-21 | — | ES AW | Closed |  |  |  | 200 | 上海强坤机械制造有限公司 | 夹块
EC6076 | 3 | Clamping unit | 英式夹块 7.28x4.85mm |  | ACCE | 85#5F-Gauge room | III | 2018-09-21 | — | ES AW | Closed |  |  |  | 200 | 上海强坤机械制造有限公司 | 夹块
EC6077 | 1 | Clamping unit | 阿根廷10A夹块 |  | ACCE | 85#5F-ACCE & LUM test lab | III | 2018-12-20 | — | ES AW | Closed |  |  |  | 200 | 上海强坤机械设备有限公司 | 夹块
EC6077 | 2 | Clamping unit | 阿根廷10A夹块 |  | ACCE | 85#5F-Gauge room | III | 2018-09-21 | — | ES AW | Closed |  |  |  | 200 | 上海强坤机械设备有限公司 | 夹块
EC6077 | 3 | Clamping unit | 阿根廷10A夹块 |  | ACCE | 85#5F-Gauge room | III | 2018-09-21 | — | ES AW | Closed |  |  |  | 200 | 上海强坤机械设备有限公司 | 夹块
EC6078 |  | Signal analyzer (spectrometer) | N9030B |  | ICT | 86#4F-EMC test lab | I | 2019-06-12 | 2020-06-11 | CEPREI | Closed | 2018-12-19 14:33 |  |  | 1289631.53 | keysight Technologies | 信号分析仪（频谱仪）
EC6079 |  | Climate Test Chamber | LU-2360S |  | ACCE | 85#5F-ACCE & LUM test lab | I | 2018-12-24 |  | SIMT | PL accepted, archiving files | 2018-12-26 09:57 |  |  | 98000 | 上海准鑫环境实验设备有限公司 | 高低温湿度箱
EC6080 |  | variable transformer | 0-500V 10KVA 可调带隔离 |  | XM | Xiamen test lab | III | 2018-12-26 | — | ES JH | Closed | 2018-12-26 11:16 |  |  | 4750 | 上海弘乐电气有限公司 | 隔离变压器带调压器
EC6081 |  | Oscilloscope | MDO4034C | C013574 | HA | 86#3F-Home appliance test lab | I | 2019-01-03 | 2020-01-02 | JSMI | Calibrating | 2019-01-11 13:47 |  |  | 88000 | Tektronix | 示波器
EC6081 | 1 | rod probe | MDO4034C | C013574 | HA | 86#3F-Home appliance test lab | I | 2019-11-25 | 2020-11-24 | SIMT | Closed |  |  |  | 88000 | Tektronix | 探棒
EC6082 |  | dynamoneter |  |  | HA | 86#3F-Construction test lab (Ⅱ) | III | 2019-01-02 | — | ES AW | Closed | 2019-01-02 09:13 |  |  | 13800 | 广州市锴艺自动化设备有限公司 | 立式测功机
EC6083 |  | Torque of locked rotor testing |  |  | PT | 86#1F-Environment test lab | I | 2019-07-11 | 2020-07-10 | SETRI | Closed | 2019-01-02 09:26 |  |  | 186412 | 上海增梵工业科技开发有限公司 | 堵转扭力测试装置
EC6084 |  | Impact force test |  |  | HA | 86#1F-General test lab | I | 2018-12-26 | 2019-12-25 | JSMI | Calibrating | 2019-01-02 09:39 |  |  | 37110 | 上海强坤机械设备有限公司 | 冲击力测试装置
EC6085 |  | Data Acquisition/Switch Unit | 34970A | MY58000911 | CL | 86#1F-General test lab | II | 2020-01-11 | 2021-01-10 | ES AW | Closed | 2019-01-14 16:24 |  |  | 12750 | keysight Technologies | 数据采集仪
EC6085 | 1 | module | 34901A | MY 58141283 | CL | 86#1F-General test lab | III | 2019-01-15 | — | ES AW | Closed |  |  |  | 12750 | keysight Technologies | 模块
EC6085 | 2 | module | 34901A | MY 58141283 | CL | 86#1F-General test lab | III | 2019-01-15 | — | ES AW | Closed |  |  |  | 12750 | keysight Technologies | 模块
EC6086 |  | Data Acquisition/Switch Unit | 34970A | MY 58001986 | HA | 86#3F-Home appliance test lab | II | 2020-01-11 | 2021-01-10 | ES AW | Closed | 2019-01-14 10:17 |  |  | 12750 | keysight Technologies | 数据采集仪
EC6086 | 1 | module | 34901A | MY 58140388 | HA | 86#3F-Home appliance test lab | III | 2019-01-15 | — | ES AW | Closed |  |  |  | 12750 | keysight Technologies | 模块
EC6086 | 2 | module | 34901A | MY 58141890 | HA | 86#3F-Home appliance test lab | III | 2019-01-15 | — | ES AW | Closed |  |  |  | 12750 | keysight Technologies | 模块
EC6087 |  | Data Acquisition/Switch Unit | 34970A | MY 58002487 | HA | 86#3F-Home appliance test lab | II | 2020-01-11 | 2021-01-10 | ES AW | Closed | 2019-01-14 10:18 |  |  | 12750 | keysight Technologies | 数据采集仪
EC6087 | 1 | module | 34901A | MY 58141280 | HA | 86#3F-Home appliance test lab | III | 2019-01-15 | — | ES AW | Closed |  |  |  | 12750 | keysight Technologies | 模块
EC6087 | 2 | module | 34901A | MY 58141480 | HA | 86#3F-Home appliance test lab | III | 2019-01-15 | — | ES AW | Closed |  |  |  | 12750 | keysight Technologies | 模块
EC6088 |  | Data acquisition/switch unit | 34970A | MY 58001778 | HEE | 86#4F-Multimedia test lab | II | 2020-01-11 | 2021-01-10 | ES AW | Closed |  |  |  | 12750 | keysight Technologies | 数据采集仪
EC6088 | 1 | Data acquisition/switch unit | 34970A | MY 58141461 | HEE | 86#4F-Multimedia test lab | II | 2020-01-11 | 2021-01-10 | ES AW | Closed |  |  |  | 12750 | keysight Technologies | 数据采集仪
EC6088 | 2 | module | 34901A | MY 58141945 | HEE | 86#4F-Multimedia test lab | III | 2019-01-15 | — | ES AW | Closed |  |  |  | 12750 | keysight Technologies | 模块
EC6089 |  | Data Acquisition/Switch Unit | 34970A | MY 58002435 | XM | Xiamen test lab | II | 2020-01-11 | 2021-01-10 | ES AW | Closed | 2019-01-14 16:27 |  |  | 12750 | keysight Technologies | 数据采集仪
EC6089 | 1 | module | 34901A | MY 58140321 | XM | Xiamen test lab | III | 2019-01-15 | — | ES AW | Closed |  |  |  | 12750 | keysight Technologies | 模块
EC6089 | 2 | module | 34901A | MY 58141275 | XM | Xiamen test lab | III | 2019-01-15 | — | ES AW | Closed |  |  |  | 12750 | keysight Technologies | 模块
EC6090 |  | iorn plate for crush test |  |  | ACCE | Xiamen test lab | II | 2020-02-12 | 2021-02-11 | ES AW | Closed | 2019-03-04 16:59 |  |  | 2300 | 上海芬思精密机械有限公司 | 变形测试铁块
EC6091 |  | MOV DC parameter instrument | CJ1001 | 191003 | ACCE | 85#5F-ACCE & LUM test lab | I | 2019-01-20 | 2020-01-19 | SQI | Calibrating | 2019-04-12 11:08 |  |  | 7700 | 常州市创捷防雷电子有限公司 | 压敏电阻直流参数仪
EC6092 |  | PRCD open test apparatus | BS7288 CL.8023 |  | ACCE | [5 empty] | Equipment arrived, waiting for acceptance check |  |  |  | 400 | 上海强坤机械设备有限公司 | PRD 断开测试设备
EC6093 |  | power meter | AN87310 | 1809873007 | XM | Xiamen test lab | I | 2019-02-01 | 2020-01-31 | JSMI | Closed | 2019-03-05 17:25 |  |  | 7500 | 青岛艾诺 | 功率计
EC6094 |  | Electrical Safety Analyzer | SE7452 | 1712606 | IW | BJ IW test lab | I | 2019-02-13 | 2020-02-12 | JSMI | Calibrating | 2019-03-11 09:55 |  |  | 42500 | 华仪电子 | 安规综合测试仪
EC6095 |  | Thermometer | 52II | 43161923WS | HEE | 86#4F-Multimedia test lab | II | 2020-02-25 | 2021-02-24 | ES AW | Closed | 2019-02-27 10:31 |  |  | 2580 | FLUKE | 点温计
EC6096 |  | Digital stroboscope tachometer | Testo 477 | 184001 | PT | 86#1F-Garden tools test lab (Ⅰ) | I | 2019-02-16 | 2020-02-15 | JSMI | Calibrating | 2019-03-07 15:16 |  |  | 5800 | TESTO | 闪频仪
EC6097 |  | Electric Load | PLZ50F | YL002360 | CL | 86#1F-General test lab | I | 2019-04-03 | 2020-04-02 | JSMI | Closed | 2019-05-05 15:37 |  |  | 54500 | 日本菊水 | 电子负载
EC6097 | 1 | Electric Load | PLZ150U | YM001834 | CL | 86#1F-General test lab | I | 2019-03-05 | 2020-03-04 | JSMI | Calibrating |  |  |  | 54500 | 日本菊水 | 电子负载
EC6097 | 2 | Electric Load | PLZ150U | YM001835 | CL | 86#1F-General test lab | I | 2019-03-05 | 2020-03-04 | JSMI | Calibrating |  |  |  | 54500 | 日本菊水 | 电子负载
EC6097 | 3 | Electric Load | PLZ150U | YM001836 | CL | 86#1F-General test lab | I | 2019-03-05 | 2020-03-04 | JSMI | Calibrating |  |  |  | 54500 | 日本菊水 | 电子负载
EC6097 | 4 | Electric Load | PLZ150U | YM001837 | CL | 86#1F-General test lab | I | 2019-03-05 | 2020-03-04 | JSMI | Calibrating |  |  |  | 54500 | 日本菊水 | 电子负载
EC6097 | 5 | Electric Load | PLZ150U | YM001838 | CL | 86#1F-General test lab | I | 2019-03-05 | 2020-03-04 | JSMI | Calibrating |  |  |  | 54500 | 日本菊水 | 电子负载
EC6098 |  | Digital Caliper | 200mm | 8-18010342 | LUM | 51#7F-LUM test lab | I | 2019-03-15 | 2020-03-14 | JSMI | Calibrating |  |  |  | 220 | 上海量具厂 | 数显卡尺
EC6099 |  | Digital Caliper | 200mm | 8-18010332 | LUM | 51#7F-LUM test lab | I | 2019-03-15 | 2020-03-14 | JSMI | Calibrating |  |  |  | 220 | 上海量具刃具厂 | 数显卡尺
EC6100 |  | Digital Caliper | 200mm | 8-18010344 | LUM | 51#7F-LUM test lab | I | 2019-03-15 | 2020-03-14 | JSMI | Calibrating |  |  |  | 220 | 上海量具刃具厂 | 数显卡尺
EC6101 |  | Digital Caliper | 200mm | 8-18010343 | LUM | 51#7F-LUM test lab | I | 2019-03-15 | 2020-03-14 | JSMI | Calibrating |  |  |  | 220 | 上海量具刃具厂 | 数显卡尺
EC6102 |  | AC Frequency Converter | AN97005H-5KVA | 1901970143 | HA | 86#3F-Home appliance test lab | III | 2019-04-25 | — | JSMI | PL accepted, archiving files | 2019-03-06 14:35 |  |  | 12000 | 艾诺仪器公司 | 变频电源
EC6103 |  | AC Frequency Converter | ANFC015S | 1901FC0021 | HA | 86#3F-Home appliance test lab | III | 2019-05-15 | — | JSMI | Closed | 2019-03-06 14:36 |  |  | 29000 | 艾诺仪器公司 | 变频电源
EC6104 |  | AC Frequency Converter | ANFC015S |  | ACCE | 85#5F-ACCE & LUM test lab | III | 2019-05-15 | — | JSMI | Closed | 2019-03-06 14:36 |  |  | 29000 | 艾诺仪器公司 | 变频电源
EC6105 |  | Power Meter | WT310E-C2-H/C7/G5 | C3VA16040E | HEE | 86#4F-Multimedia test lab | I | 2019-03-15 | 2020-03-14 | SQI | Calibrating | 2019-04-11 13:28 |  |  | 19000 | 日本横河 | 功率计
EC6106 |  | Power Meter | WT310E-C2-H/C7/G5 | C3VA16038E | PS | 86#2F-Power supply test lab | I | 2019-03-15 | 2020-03-14 | SQI | Calibrating | 2019-04-11 13:25 |  |  | 19000 | 日本横河 | 功率计
EC6107 |  | Power Meter | WT310E-C2-H/C7/G5 | C3VA16039E | PS | 86#2F-Power supply test lab | I | 2019-03-15 | 2020-03-14 | SQI | Calibrating | 2019-04-11 13:26 |  |  | 19000 | 日本横河 | 功率计
EC6108 |  | Power Meter | WT310E-C2-H/C7/EX2/G5 | C3VA16041E | LUM | 51#7F-PPT test lab | I | 2019-03-15 | 2020-03-14 | SQI | Calibrating | 2019-04-11 13:32 |  |  | 19800 | 日本横河 | 功率计
EC6109 |  | tachometer | F820-2 | 43210006 | PPT | 51#7F-PPT test lab | I | 2019-03-13 | 2020-03-12 | JSMI | Calibrating | 2019-04-11 15:41 |  |  | 7500 | FLUKE | 闪频仪
EC6110 |  | Infrared camera | TIS45 | 18030046 | PPT | 51#7F-PPT test lab | I | 2019-03-27 | 2020-03-26 | SIMT | Calibrating | 2019-04-12 11:04 |  |  | 25000 | FLUKE | 热成像仪
EC6111 |  | Angle Meter | 0-360 | B181032 | PPT | 51#7F-PPT test lab | I | 2019-03-25 | 2020-03-24 | JSMI | Calibrating |  |  |  | 300 | 上海量具刃具厂有限公司 | 量角器
EC6112 |  | Multipoint temperature and humidity tester | 1586A-2DS/DC |  | Facility | 86#4F-Calibration room | I | 2019-03-25 | 2020-03-24 | JSMI | Calibrating |  |  |  | 97800 | FLUKE | 多点温湿度测试仪
EC6112 | 1 | DAQ—STAQ | 1586A-2588 | 45120064 | Facility | 86#4F-Calibration room | I | 2019-03-25 | 2020-03-24 | JSMI | Calibrating |  |  |  | 97800 | FLUKE | 数据采集模块
EC6112 | 2 | DAQ—STAQ | 1586A-2588 | 45120065 | Facility | 86#4F-Calibration room | I | 2019-03-25 | 2020-03-24 | JSMI | Calibrating |  |  |  | 97800 | FLUKE | 数据采集模块
EC6113 |  | Broadband Field Meter | NBM-550 | H-0717 | EMC | 86#4F-EMC test lab | I | 2018-11-21 | 2019-11-20 | MFG | Calibrating |  |  |  | 65000 | Narda | 场强计
EC6113 | 1 | Probe EF0391 | EF0391 | D-1653 | EMC | 86#4F-EMC test lab | I | 2019-04-15 | 2020-04-14 | NIM | Closed |  | 价格32000元 |  | 65000 | Narda | 探头
EC6113 | 2 | Probe HF3061 | HF3061 | D-0767 | EMC | 86#4F-EMC test lab | I | 2019-04-15 | 2020-04-14 | NIM | Closed |  |  |  | 65000 | Narda | 探头
EC6114 |  | Resistance Box | BX8-47 |  | LUM | 51#7F-LUM test lab | III | 2019-03-25 | — | EC JZ | Closed |  |  |  | 4580 | 上海胜新电器厂 | 滑线变阻器
EC6115 |  | temp.wireless transmission for automatic vacuum cleaner |  |  | HA | 86#3F-Home appliance test lab | II | 2019-04-03 | 2020-04-02 | ES AW | Closed |  |  |  | 54000 | 上海晶苓电子科技有限公司 | 无线温升测试装置
EC6116 |  | digital dynamoteter |  |  | LAB | 86#4F-Calibration room | I | 2019-03-27 | 2020-03-26 | JSMI | Calibrating | 2019-11-12 09:33 |  |  | 1000 |  | 数字测力仪
EC6117 |  | 风速仪 | HD2103.2 |  | PPT | 51#7F-PPT test lab | I | 2019-04-03 | 2020-04-02 | JSMI | Closed | 2019-05-22 10:13 |  |  | 16950 | DETEL OHM | Anemometer
EC6117 | 1 | 探头 | AP472S2 |  | PPT | 51#7F-PPT test lab | I | 2019-05-08 | 2020-05-07 | JSMI | Closed |  |  |  | 16950 | DETEL OHM | prober
EC6117 | 2 | 探头 | AP471S2 |  | PPT | 51#7F-PPT test lab | I | 2019-05-21 | 2020-05-20 | JSMI | Closed |  |  |  | 16950 | DETEL OHM | prober
EC6118 |  | gauge | UL60745-1 |  | PT | 86#1F-Tools & machinery test lab | II | 2019-05-28 |  | EC JZ | PL accepted, archiving files |  |  |  | 520 | 上海芬思精密机械有限公司 | 量规
EC6119 |  | Digital dynamometer | T092 |  | Facility | 86#4F-Calibration room | I | 2019-05-12 |  | JSMI | PL accepted, archiving files | 2019-05-21 14:59 |  |  | 2250 | 常州瑞尔特 | 数显测力计
EC6120 |  | clump weight | 60公斤 |  | HA | 86#3F-Construction test lab (Ⅱ) | II | 2019-05-28 | 2020-05-27 | EC JZ | Closed | 2019-05-31 09:38 |  |  | 5600 | 上海芬思精密机械有限公司 | 配重块
EC6121 |  | Current Transformer |  |  | IW | [5 empty] | Equipment arrived, waiting for acceptance check |  |  |  | 83 | 安科瑞电气股份有限公司 | 电流互感器
EC6122 |  | Current Transformer |  |  | IW | [5 empty] | Equipment arrived, waiting for acceptance check |  |  |  | 83 | 安科瑞电气股份有限公司 | 电流互感器
EC6123 |  | Current Transformer |  |  | IW | [5 empty] | Equipment arrived, waiting for acceptance check |  |  |  | 83 | 安科瑞电气股份有限公司 | 电流互感器
EC6124 |  | Current Transformer |  |  | IW | [5 empty] | Equipment arrived, waiting for acceptance check |  |  |  | 101 | 安科瑞电气股份有限公司 | 电流互感器
EC6125 |  | Current Transformer |  |  | IW | [5 empty] | Equipment arrived, waiting for acceptance check |  |  |  | 101 | 安科瑞电气股份有限公司 | 电流互感器
EC6126 |  | Current Transformer |  |  | IW | [5 empty] | Equipment arrived, waiting for acceptance check |  |  |  | 101 | 安科瑞电气股份有限公司 | 电流互感器
EC6127 |  | Current Transformer |  |  | IW | [5 empty] | Equipment arrived, waiting for acceptance check |  |  |  | 101 | 安科瑞电气股份有限公司 | 电流互感器
EC6128 |  | Current Transformer |  |  | IW | [5 empty] | Equipment arrived, waiting for acceptance check |  |  |  | 101 | 安科瑞电气股份有限公司 | 电流互感器
EC6129 |  | Current Transformer |  |  | IW | [5 empty] | Equipment arrived, waiting for acceptance check |  |  |  | 101 | 安科瑞电气股份有限公司 | 电流互感器
EC6130 |  | Current Transformer |  |  | IW | [5 empty] | Equipment arrived, waiting for acceptance check |  |  |  | 552 | 安科瑞电气股份有限公司 | 功率变送器
EC6131 |  | Power transmitter |  |  | IW | [5 empty] | Equipment arrived, waiting for acceptance check |  |  |  | 552 | 安科瑞电气股份有限公司 | 功率变送器
EC6132 |  | Power transmitter |  |  | IW | [5 empty] | Equipment arrived, waiting for acceptance check |  |  |  | 552 | 安科瑞电气股份有限公司 | 功率变送器
EC6133 |  | Data Acquisition Unit | GL840-wv | c80422837 | QD | Qindao test lab | II | 2019-07-09 | 2020-07-08 | ES AW | Closed | 2019-06-12 16:57 |  |  | 19473 | 日本图技 | 温湿度记录仪
EC6134 |  | Clamp on AC/DC Hitester | 3287 | 181124437 | GT | 86#1F-Garden tools test lab (Ⅰ) | I | 2019-05-09 | 2020-05-08 | JSMI | Closed | 2019-05-23 09:48 |  |  | 1950 | HIOKI日置 | 交直流电流钳
EC6135 |  | Temperature and Humidity Recorder | 175H1 | 44603176 | HA | 86#3F-Home appliance test lab | I | 2019-05-14 | 2020-05-13 | JSMI | Closed | 2019-05-29 11:19 |  |  | 1980 | Testo | 温湿度记录仪
EC6136 |  | Temperature and Humidity Recorder | 175H1 |  | CL | 86#1F-General test lab | I | 2019-05-14 | 2020-05-13 | JSMI | Closed | 2019-05-29 11:20 |  |  | 1980 | TESTO | 温湿度记录仪
EC6137 |  | Temperature and Humidity Recorder | 175H1 | 44603186 | PPT | 51#7F-PPT test lab | I | 2019-05-14 | 2020-05-13 | JSMI | Closed | 2019-05-29 11:21 |  |  | 1980 | Testo | 温湿度记录仪
EC6138 |  | Temperature and Humidity Recorder | 175H1 |  | PPT | 51#7F-PPT test lab | I | 2019-05-14 | 2020-05-13 | JSMI | Closed | 2019-05-29 11:23 |  |  | 1980 | Testo | 温湿度记录仪
EC6139 |  | Torque Screwdriver | STC400CN2-G | 713070J | LUM | 51#7F-LUM test lab | I | 2019-09-11 | 2020-09-10 | JSMI | Closed | 2019-05-29 12:03 |  |  | 6000 | TOHNICHI | 扭力螺丝刀
EC6140 |  | Mermory Hilogger | HIOKI 8423 | 190411579 | PS | 86#2F-Power supply test lab | II | 2019-07-09 | 2020-07-08 | ES AW | Closed | 2019-05-21 15:17 |  |  | 17421 | 日本日置 | 温度记录仪
EC6140 | 1 | VOLTAGE/TEMP UNIT | HIOKI 8948 | 190427270 | PS | 86#2F-Power supply test lab | I | 2019-05-15 | 2020-05-14 | MFG | Closed |  |  |  | 17421 | 日本日置 | 温度采集模块
EC6140 | 2 | VOLTAGE/TEMP UNIT | HIOKI 8948 | 190427269 | PS | 86#2F-Power supply test lab | I | 2019-05-15 | 2020-05-14 | MFG | Closed |  |  |  | 17421 | 日本日置 | 温度采集模块
EC6140 | 3 | VOLTAGE/TEMP UNIT | HIOKI 8948 | 190427272 | PS | 86#2F-Power supply test lab | I | 2019-05-15 | 2020-05-14 | MFG | Closed |  |  |  | 17421 | 日本日置 | 温度采集模块
EC6141 |  | 安规测试仪 | 19032-P | 19032P140074 | PPT | 51#7F-PPT test lab | I | 2019-06-11 | 2020-06-10 | SQI | Closed | 2019-07-01 16:32 |  |  | 66508 | chroma | Electrical Safety Analyzer
EC6142 |  | Digital power meter | WT310EH-C2-H/C7 | C3VD19029E | HA | 86#3F-Home appliance test lab | I | 2019-06-10 | 2020-06-09 | SQI | Closed | 2019-06-17 10:09 |  |  | 16000 | YOKOGAWA | 功率计
EC6143 |  | Digital power meter | WT310E-C2-H/C7 | C3VD19028E | PPT | 51#7F-PPT test lab | I | 2019-06-10 | 2020-06-09 | SQI | Closed |  |  |  | 16000 | YOKOGAWA | 功率计
EC6144 |  | Digital power meter | WT310E-C2-H/C7/G5 | C3VD19027E | HA | 86#3F-Home appliance test lab | I | 2019-06-10 | 2020-06-09 | SQI | Closed | 2019-06-17 10:11 |  |  | 19000 | YOKOGAWA | 功率计
EC6145 |  | pressure meter |  |  | LAB | [5 empty] | Equipment arrived, waiting for acceptance check |  |  |  | 180 | 上海精普仪表厂 | 压力表（0.6MPa）
EC6146 |  | IRAM Gauge | 10A |  | ACCE | 85#5F-Gauge room | II | 2019-06-25 | 2020-06-24 | EC JZ | Closed | 2019-08-19 17:04 |  |  | 2000 | 上海强坤机械设备有限公司 | IRAM量规
EC6147 |  | IRAM Gauge | 20A |  | ACCE | 85#5F-ACCE & LUM test lab | II | 2019-06-25 | 2020-06-24 | EC JZ | Closed | 2019-08-19 17:11 |  |  | 2000 | 上海强坤机械设备有限公司 | IRAM 20A 量规
EC6148 |  | Length gauge |  |  | LAB | [5 empty] | Equipment arrived, waiting for acceptance check |  |  |  | 620 | 上海芬思精密机械有限公司 | 长度量规
EC6149 |  | Leakage current tester | iec60601 fig15 |  | Medical | 86#2F-MD test lab | I | 2019-07-12 | 2020-07-11 | SIMT | Closed | 2019-07-25 15:06 |  |  | 2000 | 深圳市安规 | 泄漏电流测试盒
EC6150 |  | Leakage current tester | Fig.4 |  | QD | Qindao test lab | I | 2019-09-05 | 2020-09-04 | SIMT | Closed | 2019-07-25 15:08 |  |  | 2000 | 深圳市安规 | 泄漏电流测试盒
EC6151 |  | Leakage current tester | Fig.4 | SZAG960018116 | CIXI | CIXI test lab | I | 2020-07-09 | 2021-07-08 | SIMT | Closed | 2019-07-25 15:29 |  |  | 2000 | 深圳市安规 | 泄漏电流测试盒
EC6152 |  | Leakage current tester | Fig.4 | SZAG9600181119 | QD | Qindao test lab | I | 2019-09-05 | 2020-09-04 | SIMT | Closed | 2019-07-25 15:30 |  |  | 2000 | 深圳市安规 | 泄漏电流测试盒
EC6153 |  | Ground Bond tester | VC4105A |  | CIXI | CIXI test lab | I | 2019-07-10 | 2020-07-09 | JSMI | Closed | 2019-07-09 14:29 |  |  | 513 | 胜利仪器 | 接地电阻测试仪
EC6154 |  | Test finger |  |  | QD | Qindao test lab | II | 2019-08-05 | 2020-08-04 | EC JZ | Closed | 2019-08-16 14:05 |  |  | 1000 | 上海强坤机械制造有限公司 | 测试手指
EC6155 |  | crushing resistance test |  |  | QD | Qindao test lab | II | 2019-08-07 | 2020-08-06 | EC JZ | Closed | 2019-08-19 14:38 |  |  | 6500 | 上海芬思精密机械有限公司 | 抗压力测试装置
EC6156 |  | CCD camera | CX-2K |  | LUM | 51#7F-LUM test lab | I | 2019-08-12 | 2020-08-11 | EVERFINE | Closed | 2019-08-06 14:31 |  |  | 80000 | 远方谱色科技有限公司 | 眼瞳辐射亮度计
EC6157 |  | Digital Multimeter | 287C | 45890041 | HA | 86#3F-Home appliance test lab | II | 2019-08-15 | 2020-08-14 | ES AW | Closed | 2019-08-27 13:13 |  |  | 3900 | FLUKE | 万用表
EC6158 |  | Magnetic induction tachometer | SE-1200 |  | PT | 86#1F-Garden tools test lab (Ⅰ) | I | 2019-08-21 | 2020-08-20 | JSMI | Closed | 2019-09-26 16:04 |  |  | 2980 | onosokki | 转速计
EC6159 |  | steel disc |  |  | ICT | 86#4F-Multimedia test lab | II | 2019-09-04 | 2020-09-03 | EC JZ | Closed | 2019-10-08 13:30 |  |  | 800 | 上海强坤机械设备有限公司 | 铁片
EC6160 |  | aluminium ring |  |  | ICT | 86#4F-Multimedia test lab | II | 2019-09-04 | 2020-09-03 | EC JZ | Closed | 2019-10-08 13:31 |  |  | 800 | 上海强坤机械设备有限公司 | 铝环
EC6161 |  | aluminium foil |  |  | ICT | 86#4F-Multimedia test lab | II | 2019-09-04 | 2020-09-03 | EC JZ | Closed | 2019-10-08 13:33 |  |  | 1200 | 上海强坤机械设备有限公司 | 铝箔
EC6162 |  | gauge | 60309 figure 114 |  | ACCE | 85#5F-Gauge room | II | 2019-09-03 | 2020-09-02 | EC JZ | Closed | 2019-09-12 10:10 |  |  | 1200 | 上海强坤机械设备有限公司 | 工业耦合器量规
EC6163 |  | battery testing equipemnt | CT-4008-5V1A-S1-F |  | PPT | 51#7F-PPT test lab | I | 2019-09-15 | 2020-09-14 | JSMI | Closed | 2019-09-04 10:14 |  |  | 6200 | 深圳市新威新能源技术有限公司 | 电池充放电测试设备
EC6163 | 1 | battery testing equipemnt | CT-4008-5V1A-S1-F |  | PPT | 51#7F-PPT test lab | I | 2019-09-15 | 2020-09-14 | JSMI | Closed |  |  |  | 6200 | 深圳市新威新能源技术有限公司 | 电池充放电测试设备
EC6163 | 2 | battery testing equipemnt | CT-4008-5V1A-S1-F |  | PPT | 51#7F-PPT test lab | I | 2019-09-15 | 2020-09-14 | JSMI | Closed |  |  |  | 6200 | 深圳市新威新能源技术有限公司 | 电池充放电测试设备
EC6163 | 3 | battery testing equipemnt | CT-4008-5V1A-S1-F |  | PPT | 51#7F-PPT test lab | I | 2019-09-15 | 2020-09-14 | JSMI | Closed |  |  |  | 6200 | 深圳市新威新能源技术有限公司 | 电池充放电测试设备
EC6163 | 4 | battery testing equipemnt | CT-4008-5V1A-S1-F |  | PPT | 51#7F-PPT test lab | I | 2019-09-15 | 2020-09-14 | JSMI | Closed |  |  |  | 6200 | 深圳市新威新能源技术有限公司 | 电池充放电测试设备
EC6163 | 5 | battery testing equipemnt | CT-4008-5V1A-S1-F |  | PPT | 51#7F-PPT test lab | I | 2019-09-15 | 2020-09-14 | JSMI | Closed |  |  |  | 6200 | 深圳市新威新能源技术有限公司 | 电池充放电测试设备
EC6164 |  | battery testing equipemnt | CT-4008-15V3A-FA |  | PPT | 51#7F-PPT test lab | I | 2019-09-15 | 2020-09-14 | JSMI | Closed | 2019-09-04 10:19 |  |  | 8000 | 深圳市新威新能源技术有限公司 | 电池充放电测试设备
EC6164 | 1 | battery testing equipemnt | CT-4008-15V3A-FA |  | PPT | 51#7F-PPT test lab | I | 2019-09-15 | 2020-09-14 | JSMI | Closed |  |  |  | 8000 | 深圳市新威新能源技术有限公司 | 电池充放电测试设备
EC6165 |  | battery testing equipemnt | CT-4008-5V10mA-164 |  | PPT | 51#7F-PPT test lab | I | 2019-09-15 | 2020-09-14 | JSMI | Closed | 2019-09-04 10:22 |  |  | 5100 | 深圳市新威新能源技术有限公司 | 电池充放电测试设备
EC6165 | 1 | battery testing equipemnt | CT-4008-5V10mA-164 |  | PPT | 51#7F-PPT test lab | I | 2019-09-15 | 2020-09-14 | JSMI | Closed |  |  |  | 5100 | 深圳市新威新能源技术有限公司 | 电池充放电测试设备
EC6166 |  | Torque Screwdriver | STC200CN2-G | 703517K | PPT | 51#7F-PPT test lab | I | 2019-09-11 | 2020-09-10 | JSMI | Closed | 2019-09-29 14:17 |  |  | 6900 | TOHNICHI | 扭力螺丝刀
EC6167 |  | torque wrench | DB6N4-S | 321908J | Medical | 86#2F-MD test lab | I | 2019-12-10 |  | SIMT | PL accepted, archiving files | 2019-12-31 09:52 |  |  | 1850 | TOHNICHI | 扭力扳手
EC6168 |  | dynamometer |  |  | PT | 86#1F-Tools & machinery test lab | I | 2019-09-20 | 2020-09-19 | SETRI | Closed | 2019-10-24 10:23 |  |  | 344550 | 美国MAGTROL | 磁滞测功机（测功机＋控制器＋测试平台等）
EC6169 |  | DC Power Source | 60V 50A 3000W |  | EMC | 86#6F-Control room | II | 2019-09-25 | 2020-09-24 | JSMI | Closed | 2019-09-12 09:10 |  |  | 30000 | 北京大华 | 直流线性电源
EC6170 |  | AC/DC Hitester | 3287 | 170918372 | Medical | 86#2F-MD test lab | I | 2019-09-26 | 2020-09-25 | SIMT | Closed | 2019-10-12 15:16 |  |  | 2150 | HIOKI日置 | 交直流电流钳
EC6171 |  | Signal Generator | Agilent N5181 |  | EMC | 86#4F-EMC test lab | I | 2019-08-21 | 2020-08-20 | SMTI | Closed |  | 直接联系深圳市全聚达通讯科技有限公司，韩书明18718515980 |  | 47460 | 深圳市全聚达通讯科技有限公司 | 信号源
EC6172 |  | Signal Generator | Agilent N5182A |  | EMC | 86#4F-EMC test lab | I | 2019-08-21 | 2020-08-20 | SIMT | Closed |  | 直接联系深圳市全聚达通讯科技有限公司，韩书明18718515980 |  | 74580 | 深圳市全聚达通讯科技有限公司 | 信号源
EC6173 |  | gauge |  |  | ACCE | 86#1F-1F Power distribution room | II | 2019-09-20 | 2020-09-19 | EC JZ | Closed | 2019-09-20 16:21 |  |  | 2200 | 上海强坤机械设备有限公司 | 触脚
EC6174 |  | Torque Screwdriver | 30LTDK | 18L085 | HEE | 86#4F-Multimedia test lab | I | 2019-10-11 | 2020-10-10 | SIMT | Closed | 2019-10-17 09:13 |  |  | 1200 | 东日 | 扭力螺丝刀
EC6175 |  | LCR Meter | IM3536+L2000 |  | Facility | 86#4F-Calibration room | I | 2019-11-08 | 2020-11-07 | NIM | Closed | 2019-12-05 10:06 |  |  | 43984 | 日本日置 | LCR测试仪
EC6176 |  | Electrostatic tester | SK-1000+sk050 | GE8910044+6A910480 | GT | 86#1F-Garden tools test lab (Ⅰ) | I | 2019-10-28 |  | SIMT | PL accepted, archiving files | 2019-11-11 10:55 |  |  | 14000 | 基恩士 | 表面静电测试仪
EC6177 |  | Leakage current tester | 7630 |  | ACCE | 86#4F-Multimedia test lab | I | 2019-10-25 | 2020-10-24 | SQI | Closed | 2019-11-27 14:17 |  |  | 27500 | 华仪电子 | 泄露电流测试仪
EC6178 |  | AC high voltage tester with insulation tester | 7630 |  | ACCE | 85#5F-ACCE & LUM test lab | I | 2019-10-28 |  | SIMT | PL accepted, archiving files | 2019-11-11 13:59 |  |  | 10000 | 益和 | 耐压绝缘测试仪
EC6179 |  | Digital Caliper |  | 8-18110935 | ACCE | 85#5F-ACCE & LUM test lab | I | 2019-08-19 | 2020-08-18 | JSMI | Closed | 2019-11-28 15:44 | 上海金工机电设备有限公司 |  | 210 | 200mm | 数显卡尺
EC6180 |  | Digital Caliper | 200mm | 8-18110216 | Medical | 85#5F-ACCE & LUM test lab | I | 2019-08-19 | 2020-08-18 | JSMI | Closed | 2019-11-28 16:14 |  |  | 220 | 上海量具刃具厂 | 数显卡尺
EC6181 |  | Digital Caliper | 200mm | 8-18110315 | Medical | 85#5F-ACCE & LUM test lab | I | 2019-08-19 | 2020-08-18 | JSMI | Closed | 2019-11-28 16:25 |  |  | 220 | 上海量具刃具厂 | 数显卡尺
EC6182 |  | Digital display pressure gauge (0-40Mpa) | ZHT-2000 | H190668 | GT | 86#1F-Garden tools test lab (Ⅰ) | I | 2019-09-16 | 2020-09-15 | JSMI | Closed | 2019-11-28 16:40 |  |  | 1950 | 西安智拓仪器仪表有限公司 | 数显压力表（0-40Mpa）
EC6183 |  | AC/DC Ammeter | DLB-1000A |  | Facility | 86#4F-Calibration room | I | 2019-11-08 | 2020-11-07 | NIM | Closed | 2019-12-05 10:04 |  |  | 19000 | 龙成 | 交直流电流表
EC6184 |  | DC Power Source | 62006P-100-25 | 62006PD3640 | CL | 86#1F-General test lab | I | 2019-11-08 | 2020-11-07 | JSMI | Closed |  |  |  | 18000 | chroma | 直流电源
EC6185 |  | DC Power Source | 62006P-100-25 | 62006PD3657 | CL | 86#1F-General test lab | I | 2019-11-08 | 2020-11-07 | JSMI | Closed |  |  |  | 18000 | 新汇电子有限公司 | 直流电源
EC6186 |  | Data Acquisition/Switch Unit | 34970A | MY58006653 | Medical | 86#2F-MD test lab | II | 2019-10-18 | 2020-10-17 | ES AW | Closed |  |  |  | 13000 | keysight Technologies | 数据采集仪
EC6186 | 1 | module | 34901A | MY59008529 | Medical | 86#2F-MD test lab | III | 2019-10-28 | — | ES AW | Closed |  |  |  | 13000 | keysight Technologies | 数据采集模块
EC6186 | 2 | module | 34901A | MY59008673 | Medical | 86#2F-MD test lab | III | 2019-10-28 | — | ES AW | Closed |  |  |  | 13000 | keysight Technologies | 数据采集模块
EC6187 |  | H2 tester | B1010-H2-EX | 6122DT20191023-7046 | ICT | 86#4F-Multimedia test lab | I | 2019-11-02 | 2020-11-01 | SIMT | Closed | 2019-11-26 14:55 |  |  | 1800 | 上海振莺机电设备有限公司 | 氢气检测仪
EC6188 |  | tapeline(5.5m) | 5.5米 |  | Medical | [5 empty] | Equipment arrived, waiting for acceptance check |  |  |  | 100 | 上海田岛工具有限公司 | 5.5米卷尺
EC6189 |  | lateral pulling test equipment |  |  | ACCE | 85#5F-ACCE & LUM test lab | II | 2019-11-08 | 2020-11-07 | ES AW | Closed | 2019-11-26 15:51 |  |  | 35000 | 上海芬思精密机械有限公司 | 侧拉测试装置
EC6190 |  | Electrical Safety Analyzer | AN9638H | 1905963009 | PS | [5 empty] | Equipment arrived, waiting for acceptance check |  |  |  | 32000 | 青岛艾诺仪器公司 | 安规综合测试仪
EC6191 |  | small parts cylinder |  |  | LUM | 51#7F-LUM test lab | II | 2019-11-26 | 2020-11-25 | EC JZ | Closed | 2020-02-24 14:41 |  |  | 1450 | 上海芬思精密机械有限公司 | 圆柱倾倒件
EC6192 |  | 15° incline board |  |  | ICT | 86#4F-EMC test lab | II | 2019-11-20 | 2020-11-19 | EC JZ | Closed | 2019-11-26 14:13 |  |  | 1998 | 上海健琼机电工程有限公司 | 15°倾斜板
EC6193 |  | testing mandrel |  |  | ACCE | [5 empty] | Equipment arrived, waiting for acceptance check |  |  |  | 1800 | 上海强坤机械设备有限公司 | 测试芯棒
EC6194 |  | EMI test receiver | ESR7 | 102228 | ICT | 86#4F-EMC test lab | I | 2019-11-28 | 2020-11-27 | SIMT | Closed | 2019-11-22 14:39 |  |  | 597388.5 | R&S | EMI 测试接收机
EC6195 |  | Leakage current tester | fig3+Fig.5 | SZAG960018137 | HEE | 86#4F-Multimedia test lab | I | 2019-09-09 | 2020-09-08 | SIMT | Closed |  |  |  | 2000 | 深圳市安规 | 泄漏电流测试盒
EC6196 |  | Leakage current tester | Fig.4 | SZAG960018136 | Medical | 86#2F-MD test lab | I | 2019-09-09 | 2020-09-08 | SIMT | Closed |  |  |  | 2000 | 深圳市安规 | 泄漏电流测试盒
EC6197 |  | Leakage current tester | Fig.4 | SZAG960018138 | HEE | 86#4F-Multimedia test lab | I | 2019-09-09 | 2020-09-08 | SIMT | Closed |  |  |  | 2000 | 深圳市安规 | 泄漏电流测试盒
EC6198 |  | test probe | 35*35*1.5 |  | LUM | [5 empty] | Equipment arrived, waiting for acceptance check |  |  |  | 800 | 上海强坤机械设备有限公司 | 测试片
EC6199 |  | steel blade |  |  | LUM | [5 empty] | Equipment arrived, waiting for acceptance check |  |  |  | 800 | 上海强坤机械设备有限公司 | 刀片
EC6200 |  | Digital Caliper | 200mm |  | ACCE | [5 empty] | Equipment arrived, waiting for acceptance check |  |  |  | 220 | 上量 | 数显卡尺
EC6201 |  | Flowmeter |  |  | ACCE | [5 empty] | Equipment arrived, waiting for acceptance check |  |  |  | 1550 | 天津市华水自动化仪表有限公司 | 流量计
EC6202 |  | Surge tester | compact NX7 bsp-1-300-16 | P1913228454 | EMC | [5 empty] | Equipment arrived, waiting for acceptance check |  |  |  | 398000 | EMTEST | 浪涌发射器
EC6203 |  | Signal Generator | SMC100A | 107705 | ICT | [5 empty] | Equipment arrived, waiting for acceptance check |  |  |  | 60000 | R&S | 信号发射器
EC6204 |  | Voltage probe | ESH2-Z3 | 100599 | ICT | [5 empty] | Equipment arrived, waiting for acceptance check |  |  |  | 15000 | R&S | 高压探头
EC6205 |  | PID test system | ZW-PID08 |  | RED PV | Shibei PV lab | I | 2019-12-18 |  | JSMI | PL accepted, archiving files | 2019-12-18 13:37 |  |  | 53000 | 上海质卫环保科技有限公司 | PID 测试系统
EC6206 |  | Leakage Current Filter | FIG15 |  | Medical | 86#2F-MD test lab | I | 2019-10-30 | 2020-10-29 | SIMT | Closed |  |  |  | 2000 | 深圳市安规 | 泄漏电流测试盒
EC6207 |  | Digital Multimeter | 233 | 30440009 | Medical | [5 empty] | Equipment arrived, waiting for acceptance check |  |  |  | 2500 | fluke | 万用表
EC6208 |  | Digital Multimeter | 287C | 46940134 | Medical | [5 empty] | Equipment arrived, waiting for acceptance check |  |  |  | 3800 | fluke | 万用表
EC6209 |  | NB-IOT test system | CMW500 |  | ICT | [5 empty] | Equipment arrived, waiting for acceptance check |  |  |  | 406800 | Rohde & Schwarz | 综测仪
EC6210 |  | Audio test system |  |  | ICT | [5 empty] | Equipment arrived, waiting for acceptance check |  |  |  | 217300 | SKET | 音频突破测试系统
EC6211 |  | NB-IOT test system |  |  | ICT | [5 empty] | Equipment arrived, waiting for acceptance check |  |  |  | 780000 | 深圳东昇射频技术有限公司 | 射频自动化测试系统
EC6212 |  | endurance tester for fridge door |  |  | QD | Qindao test lab | I | 2019-12-10 |  | ES AW | PL accepted, archiving files | 2019-12-25 12:25 |  |  | 124300 | 上海怡贝自动化控制技术有限公司 | 冰箱门开关耐久测试装置
EC6213 | 1 | E40 gauge for lampholer | 7006-27-7 IEC60061-3 |  | XM | Xiamen test lab | II | 2019-12-04 |  | EC JZ | PL accepted, archiving files | 2019-12-25 12:51 |  |  | 3000 | 上海强坤机械设备有限公司 | E40灯座量规
EC6213 | 2 | E40 gauge for lampholer | 7006-28d-1 IEC60061-3 |  | XM | Xiamen test lab | II | 2019-12-04 |  | EC JZ | PL accepted, archiving files |  |  |  | 3000 | 上海强坤机械设备有限公司 | E40灯座量规
EC6213 | 3 | E40 gauge for lampholer | 7006-52-1 IEC60061-3 |  | XM | Xiamen test lab | II | 2019-12-04 |  | EC JZ | PL accepted, archiving files |  |  |  | 3000 | 上海强坤机械设备有限公司 | E40灯座量规
EC6214 |  | Field intensity meter | ELT-400 |  | CIXI | CIXI test lab | I | 2020-02-09 | 2021-02-08 | SIMT | Closed | 2020-02-28 14:34 |  |  | 46500 | Narda | 场强计
EC6214 | 1 | E39 Gauge for lampholder | iec60061-3 7006-24A-1 |  | XM | [5 empty] | Equipment arrived, waiting for acceptance check |  |  |  | 3000 | 上海强坤机械设备有限公司 | E39 灯座量规
EC6215 |  | Leakage current tester | 9620H |  | ACCE | 85#5F-ACCE & LUM test lab | I | 2020-02-09 | 2021-02-08 | NIM | Closed | 2020-02-28 14:48 |  |  | 13500 | 艾诺仪器公司 | 泄漏电流测试仪
EC6216 |  | Endurance load for switches |  |  | ACCE | [5 empty] | Equipment arrived, waiting for acceptance check |  |  |  | 420000 | 苏州海宏新能源有限公司 | RLC负载
EC6217 |  | Humidity freeze test chamber | TOQH-9000AXS |  | PV | [5 empty] | Equipment arrived, waiting for acceptance check |  |  |  | 450000 | 江苏拓米洛环境试验设备有限公司 | 环境试验箱
EC6218 |  | E39 Gauge for lampholder | 60061-3 7006-24A-1 |  | XM Lab | Xiamen test lab | II | 2019-12-20 |  | EC JZ | PL accepted, archiving files | 2019-12-25 13:24 |  |  | 3000 | 上海强坤机械设备有限公司 | E39 灯座量规
EC6219 |  | Battery explosion proof case | HFB-1000A |  | PS | [5 empty] | Equipment arrived, waiting for acceptance check |  |  |  | 110000 | 江苏力高检测设备有限公司 | 电池防爆试验箱
EC6220 |  | E39 Gauge for lampholder | 7006-24b-1 |  | XM Lab | Xiamen test lab | II | 2019-12-20 |  | EC JZ | PL accepted, archiving files | 2019-12-25 13:26 |  |  | 3000 | 上海强坤机械设备有限公司 | E39 灯座量规
EC6221 |  | E39 Gauge for lampholder |  |  | XM Lab | Xiamen test lab | II | 2019-12-20 |  | EC JZ | PL accepted, archiving files | 2019-12-25 13:30 |  |  | 3000 | 上海强坤机械设备有限公司 | E39 灯座量规
EC6222 |  | Dc electric generator |  |  | PS | [5 empty] | Equipment arrived, waiting for acceptance check |  |  |  | 9600 | 上海泊睿科学仪器有限公司 | 直流电弧发生器
EC6223 |  | Human body test mass |  |  | Medical | 86#4F-Multimedia test lab | II | 2019-12-20 |  | EC JZ | PL accepted, archiving files | 2019-12-25 22:06 |  |  | 3500 | 上海芬思精密机械有限公司 | 人体模型
EC6224 |  | negative pressure equipment |  |  | Medical | 86#4F-Multimedia test lab | I | 2019-12-20 |  | EC JZ | PL accepted, archiving files | 2019-12-25 14:26 |  |  | 56048 | 上海强坤机械设备有限公司 | 真空操作箱
EC6225 |  | dynamic mechanical load |  |  | PV | Shibei PV lab | I | 2019-12-20 |  | EC JZ | PL accepted, archiving files | 2019-12-25 14:32 |  |  | 360000 | 无锡海天奕诚科技有限公司 | 动态机械载荷装置
EC6226 |  | endurance test equipment |  |  | ACCE | 86#1F-General test lab | I | 2019-12-20 |  | JSMI | PL accepted, archiving files | 2019-12-25 14:51 |  |  | 125000 | 深圳市宏之都科技有限公司 | 拔插耐久测试装置
EC6227 |  | impact test equipment |  |  | ACCE | 85#5F-ACCE & LUM test lab | II | 2019-12-20 |  | EC JZ | PL accepted, archiving files | 2019-12-25 16:00 |  |  | 32800 | 上海竟田电器检测技术有限公司 | IK 防冲击力测试装置
EC6228 |  | thermal diffusion tester |  |  | PS | [5 empty] | Equipment arrived, waiting for acceptance check |  |  |  | 320000 | 广东贝尔试验设备有限公司 | 热扩散试验机
EC6229 |  | High current shout circuit |  |  | PS | [5 empty] | Equipment arrived, waiting for acceptance check |  |  |  | 350000 | 广东贝尔试验设备有限公司 | 大电流短路试验机
EC6230 |  | fire test machine |  |  | PS | [5 empty] | Equipment arrived, waiting for acceptance check |  |  |  | 380000 | 广东贝尔试验设备有限公司 | 电池包外部火烧试验机
EC6231 | 1 | Carbon steel washer |  |  | PT | [5 empty] | Equipment arrived, waiting for acceptance check |  |  |  | 280 | 上海芬思精密机械有限公司 | 碳钢垫片
EC6231 | 2 | Carbon steel washer |  |  | PT | 86#1F-Endurance test lab | II | 2019-12-26 |  | EC JZ | Equipment arrived, waiting for acceptance check |  |  |  | 280 | 上海芬思精密机械有限公司 | 碳钢垫片
EC6231 | 3 | Carbon steel washer |  |  | PT | 86#1F-Endurance test lab | II | 2019-12-26 |  | EC JZ | Equipment arrived, waiting for acceptance check |  |  |  | 280 | 上海芬思精密机械有限公司 | 碳钢垫片
EC6232 |  | test probe |  |  | HA | [5 empty] | Equipment arrived, waiting for acceptance check |  |  |  | 5200 | 上海强坤机械设备有限公司 | 儿童测试手臂（掌）
EC6233 |  | test probe |  |  | HA | [5 empty] | Equipment arrived, waiting for acceptance check |  |  |  | 5200 | 上海强坤机械设备有限公司 | 儿童测试手臂（拳）
EC6234 |  | test probe |  |  | HA | [5 empty] | Equipment arrived, waiting for acceptance check |  |  |  | 5200 | 上海强坤机械设备有限公司 | 儿童测试手臂（掌10.5-11.5岁）
EC6235 |  | test probe |  |  | HA | [5 empty] | Equipment arrived, waiting for acceptance check |  |  |  | 5200 | 上海强坤机械设备有限公司 | 儿童测试手臂（拳10.5-11.5岁）
EC6236 | 1 | LED Accelerated aging and life test system -- high temperature oven | LT-200A |  | LUM | 51#7F-LUM test lab | I | 2017-11-27 | 2018-11-26 | JSMI | Closed |  | EH2412-1 |  | 79273.49 | 杭州远方 | LED 加速老化与寿命测试系统--高温烘箱
EC6236 | 2 | LED Accelerated aging and life test system -- Temperature sensor | LT-200A |  | LUM | 51#7F-LUM test lab | I | 2017-11-27 | 2018-11-26 | JSMI | Closed |  | EH2412-4 |  | 79273.49 | 杭州远方 | LED 加速老化与寿命测试系统--温度传感器部分
EC6236 | 3 | LED Accelerated aging and life test system -- Electric parameter measuring instrument | PF2010-V1-LT-200A | G115415CS1351115 | LUM | 51#7F-LUM test lab | I | 2017-11-27 | 2018-11-26 | JSMI | Closed |  | EH2412-7 |  | 79273.49 | 杭州远方 | LED 加速老化与寿命测试系统--电参数测量仪
EC6236 | 4 | LED Accelerated aging and life test system -- Electric parameter measuring instrument | PF2010-V1-LT-200A | G115415CS1351114 | LUM | 51#7F-LUM test lab | I | 2017-11-27 | 2018-11-26 | JSMI | Closed |  | EH2412-8 |  | 79273.49 | 杭州远方 | LED 加速老化与寿命测试系统--电参数测量仪
EC6236 | 5 | LED Accelerated aging and life test system -- Electric parameter measuring instrument | PF2010-V1-LT-200A | G115415CS1351119 | LUM | 51#7F-LUM test lab | I | 2017-11-27 | 2018-11-26 | JSMI | Closed |  | EH2412-9 |  | 79273.49 | 杭州远方 | LED 加速老化与寿命测试系统--电参数测量仪
EC6236 | 6 | LED Accelerated aging and life test system -- Spectral | LT-200A | M115464BS1351114 | LUM | 51#7F-LUM test lab | I | 2017-11-27 | 2018-11-26 | JSMI | Closed |  | EH2412-16 |  | 79273.49 | 杭州远方 | LED 加速老化与寿命测试系统--光谱部分
EC6236 | 7 | LED Accelerated aging and life test system -- Spectral | LT-200A | M115464BS1351113 | LUM | 51#7F-LUM test lab | I | 2017-11-27 | 2018-11-26 | JSMI | Closed |  | EH2412-17 |  | 79273.49 | 杭州远方 | LED 加速老化与寿命测试系统--光谱部分
EC6236 | 8 | LED Accelerated aging and life test system | LT-200A | M115464BS1351115 | LUM | 51#7F-LUM test lab | I | 2017-11-27 | 2018-11-26 | JSMI | Closed |  | EH2412-18 |  | 79273.49 | 杭州远方 | LED 加速老化与寿命测试系统
EC6236 | 9 | LED Accelerated aging and life test system--DC power | DWW-K | 5091604 | LUM | 51#7F-LUM test lab | I | 2015-12-17 | 2016-12-16 | JSMI | Closed |  | EH2412-25 |  | 79273.49 | 杭州远方 | LED 加速老化与寿命测试系统--直流电源
EC6237 |  | Feeler Guage | 0.02-1.0mm | 1908 | PT | [5 empty] | Equipment arrived, waiting for acceptance check |  |  |  | 25 | 沧州市长城两句有限责任公司 | 塞规
EH2088 |  | Ageing Rack | 定制 |  | LUM | 51#7F-LUM test lab | II | 2011-10-12 |  | ES JH | Cancel |  | 设备号码改为EC5206 | RMB | 0 | 上海强坤机械制造有限公司 | 老化架（灯架）
EH2088 | 1 | Ageing Rack | 定制 |  | LUM | 51#7F-LUM test lab | II | 2011-10-12 |  | ES JH | Cancel |  | 设备号码改为EC5206-1 | RMB | 0 | 上海强坤机械制造有限公司 | 老化架（控制柜）
EH2134 |  | Ageing Rack | 定制 |  | LUM | 51#7F-LUM test lab | II | 2011-10-12 |  | ES JH | Cancel |  | 设备号码改为EC5207-1 | RMB | 0 | 上海强坤机械制造有限公司 | 老化架（灯架）
EH2134 | 1 | Ageing Rack | 定制 |  | LUM | 51#7F-LUM test lab | II | 2011-10-12 |  | ES JH | Cancel |  | 设备号码改为EC5207-2 | RMB | 0 | 上海强坤机械制造有限公司 | 老化架（控制柜）
EH2175 |  | voltage regulator | TDGC2J-7.5 |  | LUM | 51#7F-LUM test lab | III | 2009-05-31 | — | ES JH | Closed |  | 设备号码改为EC5208 | RMB | 0 | 上海人民企业(集团)有限公司 | 调压器
EH2182 |  | voltage regulator | TDGC2J-7.5 |  | LUM | 51#7F-LUM test lab | III | 2009-05-31 | — | ES JH | Closed |  | 设备号码改为EC5209 | RMB | 0 | 上海人民企业(集团)有限公司 | 调压器
Note on H1: Author: （Category I：Equipment calibrated by an approved outside calibration laboratory Category II: Equipment calibrated by Intertek Category III: Equipment validated at each use or equipment having initial calibration only and requiring no ongoing calibration or reference equipment)
Note on J1: Author: “—” means “NA”

## 2020-10
REG. NO. | no | EQUIPMENT NAME | TYPE | SERIAL NO. | PL | location | CAL.CAT. | CAL.DATE | CAL.NEXT DUE | CAL.INST. | STATUS | remark | 设备名称
EC2001 |  | Digital Milliohm Meter |  | 802668 |  |  | I |  | — |  | Disposal | Scrap | 数字毫欧表
EC2002 |  | AC Digital Power Meter | 2100 | 800294 | SH Lab | 85#5F-ACCE & LUM test lab | II | 2007-11-13 | — | ES JH | Disposal | AC | 数字交流功率表
EC2003 |  | AC Digital Power Meter | 2100 | 803401 | SH Lab | 86#3F-Heating & motor test lab | II | 2007-11-13 | — | ES JH | Disposal | AC | 数字交流功率表
EC2004 |  | AC High Voltage/Insulation Resistance Tester | 9052 | 800611 | SH Lab | 85#5F-ACCE & LUM test lab | I | 2016-05-05 | — | JSMI | Disposal |  | 耐电压/绝缘阻抗测试仪
EC2005 |  | Digital Multimeter | 28185 | 70110600 | SH Lab |  | II |  | — |  | Disposal | Scrap | 数字万用表
EC2006 |  | Digital Multimeter | 28185 | 69421100 | SH Lab | 86#1F-Tools & machinery test lab | II | 2019-10-19 | 2020-10-18 | EC JZ | Closed |  | 数字万用表
EC2007 |  | Digital Multimeter | 28185 | 70180600 | SH Lab | 51#7F-LUM test lab | II | 2019-01-10 | — | EC JZ | Out of service |  | 数字万用表
EC2008 |  | Variable Transformer |  | 53 | SH Lab |  | III | 1998-09-14 | — |  | Disposal | SCR | 调压器
EC2009 |  | Variable Transformer |  | 6 |  |  | III | 2000-06-30 | — |  | Disposal | Scrap | 调压器
EC2010 |  | Variable Transformer |  | 2 | SH Lab | 86#4F-Multimedia test lab | III | 1998-09-14 | — |  | Closed |  | 调压器
EC2011 |  | Variable Transformer |  | 14 | SH Lab | 85#5F-ACCE & LUM test lab | III | 2009-05-13 | — |  | Closed |  | 调压器
EC2012 |  | Spring hammer |  | 100 | SH Lab |  | II |  | — | ES LWF | Disposal |  | 冲击锤
EC2013 |  | Flexible Cord Bending -test Apparatus |  |  | SH Lab | 86#1F-Garden tools test lab (Ⅰ) | II | 2009-11-14 | — | ES JH | Disposal |  | 电缆弯曲试验机
EC2014 |  | Ground Bond Tester |  | 7060580 | SH Lab | 86#3F-Construction test lab (Ⅱ) | I | 2009-11-06 | — | SIMT | Disposal |  | 接地阻抗测试仪
EC2015 |  | AC Frequency Converter |  | 973991 | SH Lab | 51#7F-PPT test lab | III | 1998-09-23 | — |  | Closed |  | 交流变频电源
EC2016 |  | Test Finger |  |  | SH Lab |  | II |  | — |  | Disposal |  | 试验指
EC2017 |  | Test Probe |  |  | SH Lab | 86#3F-Home appliance test lab | II | 2019-12-07 | 2020-12-06 | EC JK | Closed |  | 试验棒
EC2018 |  | Test Pin |  |  | SH Lab |  | II |  | — |  | Disposal |  | 试验销
EC2019 |  | Ball Pressure Tester |  |  | SH Lab | 86#1F-Garden tools test lab (Ⅰ) | II | 2020-01-20 | 2021-01-19 | EC JK | Closed |  | 球压试验仪
EC2020 |  | AC Leakage Current Tester |  |  | SH Lab | 86#1F-Tools & machinery test lab | I |  | — | JSMI | Disposal |  | 交流泄漏电流测试仪
EC2021 |  | Digital Micrometer |  | 70801466 | SH Lab | 51#7F-PPT test lab | I | 2019-11-07 | 2020-11-06 | JSMI | Closed |  | 千分尺
EC2022 |  | Temperature and Humidity Recorder |  |  |  |  | I |  | — |  | Disposal | Scrap | 温湿度记录仪
EC2023 |  | Digital Caliper |  |  |  |  | I |  | — |  | Disposal | Scrap | 电子数显卡尺
EC2024 |  | Digital Scale |  |  |  |  | I |  | — |  | Disposal | Scrap | 电子秤
EC2025 |  | Climate Test Chamber |  | 8HB-2089 | SH Lab | 86#1F-Environment test lab | II | 2019-05-15 | — | EC JK | Damaged |  | 潮态试验箱
EC2026 |  | ?RS1800 Hybrid Temperature Recorder |  |  | SH Lab |  | I |  | — |  | Disposal | temporarily stop to use | ?RS1800 混合温度记录仪
EC2027 |  | Thermometer |  |  | SH Lab | 86#3F-Heating & motor test lab | I |  | — |  | Disposal | Scrap | 点温计
EC2028 |  | AC Digital Clamp Meter |  |  |  |  | I |  | — |  | Disposal | Scrap | 数字钳形电流表
EC2029 |  | Digital Multimeter |  |  |  |  | II |  | — |  | Disposal | Scrap | 数字万用表
EC2030 |  | Isolating Transformer |  |  | SH Lab | 86#4F-Multimedia test lab | III | 1999-05-09 | — |  | Closed |  | 隔离变压器
EC2031 |  | Isolating Transformer |  |  | SH Lab |  | III | 1999-05-09 | — |  | Disposal | Scrap | 隔离变压器
EC2032 |  | Torque Wrench |  |  | SH Lab |  | I |  | — |  | Disposal | SCR（06.01.23） | 扭力扳手
EC2033 |  | DC Electronic Load |  | 809075 | SH Lab | 86#4F-Multimedia test lab | I | 2011-08-01 | — | SIMT | Disposal |  | 直流电子负载
EC2034 |  | AC Digital Power Meter |  | 9906010 | SH Lab | 86#3F-Home appliance test lab | I | 2012-07-06 | — | SIMT | Disposal | AC | 数字交流功率表
EC2035 |  | Oscilloscope |  | B061847 | SH Lab | 85#5F-ACCE & LUM test lab | I | 2015-11-20 | — | JSMI | Disposal |  | 示波器
EC2036 |  | High Temperature Oven |  |  | SH Lab |  | I |  | — |  | Disposal | SCR(2005-12-28) | 高温烘箱
EC2037 |  | Pull Scale |  | 9212044 | SH Lab | 86#3F-Construction test lab (Ⅱ) | I | 2020-07-01 | 2021-06-30 | JSMI | Closed |  | 管形拉力计
EC2038 |  | Pull Scale |  | 9811064 | SH Lab | 86#3F-Construction test lab (Ⅱ) | I | 2020-07-01 | 2021-06-30 | JSMI | Closed |  | 管形拉力计
EC2039 |  | Push Scale |  | 9912025 | SH Lab | 86#3F-Home appliance test lab | I | 2020-03-06 | 2021-03-05 | JSMI | Closed |  | 管形推力计
EC2040 |  | Infrared Thermometer |  |  | SH Lab |  | I |  | — |  | Disposal | Scrap | 红外线温度计
EC2041 |  | Push Scale |  | 9902001 | SH Lab | 86#3F-Construction test lab (Ⅱ) | I | 2020-07-01 | 2021-06-30 | JSMI | Closed | calibrating | 管形推力计
EC2042 |  | DC Constant Voltage/Current Power Source |  |  | SH Lab | 85#5F-ACCE & LUM test lab | III | 1999-07-20 | — |  | Closed |  | 直流稳压稳流电源
EC2043 |  | Data Acquisition/Switch Unit |  |  | SH Lab | 51#7F-LUM test lab | II | 2020-02-18 | 2021-02-17 | ES AW | Closed | Agilent BenchLink Data Logger 3版本4.2.00 | 数据采集仪
EC2044 |  | Torque Wrench |  |  | SH Lab |  | I |  | — |  | Disposal | Scrap | 扭力扳手
EC2045 |  | Slide-Wire Resistor |  |  |  |  | III | 1999-09-27 | — |  | Disposal | Scrap | 滑线变阻器
EC2046 |  | Slide-Wire Resistor |  |  | SH Lab | 86#1F-Garden tools test lab (Ⅰ) | III | 1999-09-27 | — | ES JH | Closed |  | 滑线变阻器
EC2047 |  | Magnifier |  |  | SH Lab | 86#1F-Garden tools test lab (Ⅰ) | II | 2012-03-12 | — | ES LWF | Disposal |  | 放大镜
EC2048 |  | AC Digital Clamp Meter |  | 536418 | SH Lab | 86#3F-Heating & motor test lab | I | 2012-11-06 | — | SIMT | Disposal |  | 数字钳形电流表
EC2049 |  | Digital Caliper |  |  | SH Lab | 86#3F-Construction test lab (Ⅱ) | I | 2007-10-12 | — | SIMT | Disposal |  | 电子数显卡尺
EC2050 |  | Angle Meter |  |  | SH Lab | 86#1F-Tools & machinery test lab | II | 2020-07-12 | 2021-07-11 | EC JK | Closed |  | 量角器
EC2051 |  | Variable Transformer |  |  | SH Lab | 85#5F-ACCE & LUM test lab | III | 1999-11-15 | — |  | Disposal |  | 调压器
EC2052 |  | Variable Transformer |  |  | SH Lab | 86#4F-Multimedia test lab | III | 1999-11-15 | — |  | Closed |  | 调压器
EC2053 |  | Slide-Wire Resistor |  |  | SH Lab | 86#2F-Power supply test lab | III | 1999-11-16 | — |  | Closed |  | 滑线变阻器
EC2054 |  | Slide-Wire Resistor |  |  | SH Lab | 85#5F-ACCE & LUM test lab | III | 1999-11-16 | — |  | Closed |  | 滑线变阻器
EC2055 |  | Slide-Wire Resistor |  |  | SH Lab | 86#1F-Garden tools test lab (Ⅰ) | III | 1999-11-16 | — |  | Closed |  | 滑线变阻器
EC2056 |  | Slide-Wire Resistor |  |  | SH Lab | 86#4F-EMC test lab | III | 1999-11-16 | — |  | Closed |  | 滑线变阻器
EC2057 |  | Data Acquisition/Switch Unit |  |  | SH Lab | 86#3F-Home appliance test lab | II | 2019-10-20 | 2020-10-19 | ES AW | Closed | Agilent BenchLink Data Logger 3版本4.2.00 | 数据采集仪
EC2058 |  | Data Acquisition/Switch Unit |  |  | SH ACCE | 85#5F-ACCE & LUM test lab | II | 2020-08-22 | 2021-08-21 | ES AW | Closed | Agilent BenchLink Data Logger 3版本4.2.00 | 数据采集仪
EC2059 |  | AC Frequency Converter |  |  | SH Lab | 85#5F-Gauge room | III | 2012-11-15 | — |  | Disposal |  | 交流变频电源
EC2060 |  | AC Hi-Pot tester |  |  |  |  | I |  | — |  | Disposal | Scrap | 交流耐压仪
EC2061 |  | AC Hi-Pot tester |  |  | SH Lab |  | I |  | — |  | Disposal | Scrap | 交流耐压仪
EC2062 |  | High Temperature Oven |  | 6 | SH Lab | 51#7F-PPT test lab | I | 2017-11-01 | — | JSMI | Disposal | 封存 | 高温烘箱
EC2063 |  | Dynamometer |  | 1334 | SH Lab |  | I |  | — | STIEA | Disposal |  | 测功机
EC2064 |  | Air Compressors |  |  | SH Lab | 86#1F-1F Power distribution room | III | 2000-03-15 | — |  | Closed |  | 空气压缩机
EC2065 |  | Climate Test Chamber | SEWTH-Z-160P | 72001 | SH Lab | 86#1F-Garden tools test lab (Ⅰ) | II | 2020-07-05 | 2021-07-04 | ES AW | Closed |  | 潮态试验箱
EC2065 | 5 | Recorder without paper |  | 72001 | SH Lab | 86#1F-Environment test lab | II | 2014-12-18 | — | ES HG | Damaged | 停用-2015.12.30 | Recorder without paper
EC2066 |  | Socket plugging endurance tester |  |  | SH Lab | 86#1F-General test lab | II | 2020-02-22 | — | ES AW | Out of service |  | 插头插座寿命试验机
EC2067 |  | AC Load |  |  | SH Lab | 86#1F-Garden tools test lab (Ⅰ) | III | 2000-03-27 | — |  | Disposal |  | IEC 60884-1交流负载
EC2068 |  | AC Load |  |  | SH Lab | 86#1F-Garden tools test lab (Ⅰ) | III | 2000-03-27 | — |  | Out of service |  | IEC 60884-1交流负载
EC2069 |  | AC Load |  |  | SH Lab | 86#1F-Garden tools test lab (Ⅰ) | III | 2000-03-27 | — |  | Disposal |  | IEC 60884-1交流负载
EC2070 |  | Glow-wire tester |  | 20000400 | XM Lab | Xiamen test lab | II | 2007-06-21 | — | ES JH | Disposal | send to Xiamen(disposal) | 灼热丝试验仪
EC2070 | 4 | Gauge |  | 20000400 | XM Lab | Xiamen test lab | II | 2008-06-21 | — | ES LWF | Disposal | send to Xiamen | 7mm 量规
EC2071 |  | Tracking index tester |  | 20000400 | SH Lab | 86#1F-Material test lab | II | 2014-04-17 | — | ES LLS | Out of service | 2015-4-10 停用，详细见邮件说明 | 漏电起痕指数试验仪
EC2072 |  | Needle flame tester |  | 20000400 | SH Lab | 86#1F-Material test lab | II | 2014-10-08 | — | ES HG | Out of service | 2015-4-10 停用，详细见邮件说明 | 针焰试验仪
EC2072 | 1 | Thermocouple with copper block |  | 20000400 | SH Lab | 86#1F-Material test lab | II | 2007-07-19 | — | ES LWF | Out of service |  | 针焰试验仪
EC2072 | 2 | Flamer |  |  | SH Lab | 86#1F-Garden tools test lab (Ⅰ) | III | 2000-04-25 | — | ES LWF | Out of service | 2015-4-10 停用，详细见邮件说明 | 针焰试验仪
EC2072 | 3 | Thermometer |  |  | SH Lab | 86#1F-Garden tools test lab (Ⅰ) | II | 2014-07-19 | — | ES LLS | Out of service | 2015-4-10 停用，详细见邮件说明 | 点温计
EC2072 | 4 | Timer |  |  | SH Lab | 86#1F-Material test lab | II | 2014-10-08 | — | ES HG | Out of service | 2015-4-10 停用，详细见邮件说明 | 针焰试验仪
EC2072 | 5 | Steel Ruler |  |  | SH Lab | 86#1F-Material test lab | II | 2014-10-08 | — | ES LLS | Out of service | 2015-4-10 停用，详细见邮件说明 | 针焰试验仪
EC2072 | 6 | Full gauge of 6mm |  |  | SH Lab | 86#1F-Material test lab | II | 2014-10-08 | — | ES LLS | Out of service | 封存 | 针焰试验仪
EC2072 | 7 | Full gauge of 5mm |  |  | SH Lab | 86#1F-Material test lab | II | 2014-10-08 | — | ES LLS | Out of service | 2015-4-10 停用，详细见邮件说明 | 针焰试验仪
EC2072 | 8 | Full gauge of 8mm |  |  | SH Lab | 86#1F-Material test lab | II | 2014-10-08 | — | ES LLS | Out of service | 2015-4-10 停用，详细见邮件说明 | 针焰试验仪
EC2073 |  | AC Digital Power Meter |  | 2499 | SH Lab | 86#1F-General test lab | II | 2020-06-08 | 2021-06-07 | EC JZ | Closed | AC | 数字交流功率表
EC2074 |  | AC Linear Power Source |  |  | SH Lab | 86#3F-Home appliance test lab | III | 2000-04-07 | — |  | Closed |  | 交流稳压电源
EC2075 |  | AC Linear Power Source |  |  | SH Lab | 86#3F-Home appliance test lab | III | 2015-04-21 | — |  | Disposal | 转为工具使用 | 交流稳压电源
EC2076 |  | IPX3,X4 tester |  |  | SH Lab |  | II |  | — |  | Disposal |  | IPX3,X4防水防溅试验装置
EC2077 |  | Stopwatch |  |  | SH Lab |  | I |  | — | SIMT | Disposal |  | 秒表
EC2078 |  | Digital Caliper |  | 701429 | SH Lab | 85#5F-ACCE & LUM test lab | I | 2014-03-12 | — | SIMT | Out of service |  | 电子数显卡尺
EC2079 |  | Digital Caliper |  | 701444 | SH Lab | 85#5F-Gauge room | I | 2007-08-10 | — | SIMT | Disposal |  | 电子数显卡尺
EC2080 |  | Angle Meter |  |  | SH Lab | 86#3F-Construction test lab (Ⅱ) | II | 2020-03-27 | 2021-03-26 | ES AW | Closed |  | 量角器
EC2081 |  | Horizontal level ruler |  |  |  |  | I |  | — |  | Disposal | Scrap | 水平尺
EC2082 |  | Temperature and Humidity Recorder |  |  |  |  | I |  | — |  | Disposal | Scrap | 温湿度记录仪
EC2083 |  | Tapeline |  |  | SH Lab | 86#3F-Home appliance test lab | III | 2014-04-15 | — | SIMT | Closed | 2015.06.22 | 卷尺
EC2084 |  | Spring hammer |  |  | SH Lab | 86#3F-Construction test lab (Ⅱ) | II | 2020-08-08 | 2020-11-07 | EC JK | Closed |  | 冲击锤
EC2085 |  | Spring hammer |  |  | SH Lab | 86#3F-Construction test lab (Ⅱ) | II | 2020-08-08 | 2020-11-07 | EC JK | Closed | repairing(2005-3-11) | 冲击锤
EC2086 |  | Spring hammer |  |  | SH Lab | 86#3F-Construction test lab (Ⅱ) | II | 2020-09-02 | 2020-12-01 | EC JK | Closed |  | 冲击锤
EC2087 |  | Spring hammer |  |  | SH Lab | 86#3F-Construction test lab (Ⅱ) | II | 2020-08-08 | 2020-11-07 | EC JK | Closed |  | 冲击锤
EC2088 |  | Torque Screwdriver |  | 407918N | SH Lab | 85#5F-Gauge room | I | 2013-09-06 | — | SQI | Disposal |  | 扭力螺丝刀
EC2089 |  | Temperature and Humidity Recorder |  |  | SH Lab |  | I |  | — |  | Disposal |  | 温湿度记录仪
EC2090 |  | Temperature and Humidity Recorder |  | 996042 | YY Eng | Yuyao test lab | I | 2015-03-17 | — | SQI | Disposal | calibrating | 温湿度记录仪
EC2091 | 1 | Test Pin |  |  | SH Lab | 85#5F-Gauge room | II | 2020-02-25 | 2021-02-24 | ES AW | Closed |  | 探针
EC2091 | 2 | Test Pin |  |  | SH Lab | 85#5F-Gauge room | II | 2020-02-25 | 2021-02-24 | ES AW | Closed |  | 探针
EC2092 |  | Push-pull scale |  | 95094 | SH Lab | 86#3F-Construction test lab (Ⅱ) | I | 2020-06-11 | 2021-06-10 | JSMI | Closed |  | 推拉力计
EC2093 |  | Torque Wrench |  | 110 | SH Lab | 86#3F-Home appliance test lab | I | 2020-03-04 | 2021-03-03 | JSMI | Closed |  | 扭力扳手
EC2094 |  | Torque measure |  | 608 | SH Lab |  | I |  | — | SIMT | Disposal |  | 扭矩校正仪
EC2095 |  | Torque Screwdriver |  |  | SH Lab |  | I |  | — |  | Disposal | Scrap | 扭力螺丝刀
EC2096 |  | Weight |  |  | SH Lab | 86#1F-Tools & machinery test lab | I | 2020-06-12 | 2021-06-11 | JSMI | Closed |  | 砝码
EC2097 |  | Electronic tachometer |  | 545074 | SH Lab | 86#3F-Construction test lab (Ⅱ) | I | 2020-04-29 | 2021-04-28 | JSMI | Closed |  | 光电转速表
EC2098 |  | Analog Multimeter |  |  | SH Lab |  | II |  | — |  | Disposal | Stop to use | 模拟万用表
EC2099 |  | Variable Transformer |  |  | SH Lab | 86#1F-Tools & machinery test lab | III | 2000-07-03 | — |  | Closed |  | 调压器
EC2100 |  | Isolating Transformer |  |  | SH Lab | 86#4F-EMC test lab | III | 2000-06-28 | — |  | Closed |  | 隔离变压器
EC2101 |  | Isolating Transformer |  |  | SH Lab | 86#1F-Tools & machinery test lab | III | 2000-06-28 | — |  | Closed |  | 隔离变压器
EC2102 |  | Tumbling barrel tester |  |  | SH Lab | 85#5F-ACCE & LUM test lab | II | 2019-10-10 | 2020-10-09 | EC JK | Closed |  | 滚筒试验机
EC2103 |  | Insulation resistance meter |  | 18642 | SH Lab | 51#7F-LUM test lab | I | 2020-01-09 | 2021-01-08 | JSMI | Closed |  | 绝缘电阻表
EC2104 |  | Test Finger |  |  |  |  | II |  | — |  | Disposal | Scrap | 美标试验指
EC2105 |  | Spring hammer |  |  | SH Lab | 86#3F-Cooking & HVAC test lab | I | 2009-01-04 | — | STIEA | Disposal |  | 冲击锤
EC2106 |  | Isolating Transformer |  |  | SH Lab | 86#3F-Home appliance test lab | III | 2000-07-24 | — |  | Closed |  | 隔离变压器
EC2107 |  | EMI test receiver |  | 835418/003; 357.8810.52; 0299.7810.54 | SH Lab | 86#4F-EMC test lab | I | 2020-07-09 | 2021-07-08 | SIMT | Closed | ESxS-K1 V2.10 | EMI 测试接收机
EC2107 | 1 | Passive voltage probe |  |  | SH Lab | 86#4F-EMC test lab | I |  | — | SIMT | Disposal | ESxS-K1 V2.10 | 无源电压探头
EC2107 | 2 | attenuator | 10dB |  | SH Lab | 86#4F-EMC test lab | I | 2014-08-04 | — | JSMI | Damaged |  | 衰减器
EC2108 |  | Absorbing clamp |  | 831676/016 | SH Lab | 86#4F-EMC test lab | I | 2020-06-12 | 2021-06-11 | CEPREI | Closed | ESxS-K1 V2.10 | 吸收钳
EC2108 | 2 | Coupling decoupling network |  |  | SH Lab | 86#4F-EMC test lab | I | 2018-02-06 | — | SIMT | Can not be found |  | Coupling decoupling network
EC2109 |  | Artificial mains |  | 835239/008 | SH Lab | 86#4F-EMC test lab | I | 2011-01-10 | — | SIMT | Disposal | SCR(04.03.30) | 人工电源网络
EC2110 |  | Harmonic test system |  | HK53885 & X71820 | SH Lab | 86#4F-EMC test lab | I | 2019-12-09 | 2020-12-08 | CEPREI | Closed | CTS 3.0 V 3.2.0.26 | 谐波电流电压测量仪
EC2110 | 3 | Circuit board |  |  | SH Lab | 86#4F-EMC test lab | I | 2019-01-23 | — | SIMT | Can not be found |  | Circuit board
EC2111 |  | AC Digital Power Meter |  | 12311 | SH Lab |  | I |  | — | SIMT | Disposal | AC | 数字交流功率表
EC2112 |  | Loop antenna |  |  | SH Lab |  | I |  | — |  | Disposal | SCR(06.02.09) | 环形天线
EC2113 |  | RF generation with AMP |  |  | SH Lab | 86#4F-EMC test lab | I |  | — |  | Disposal | stop to use temporarily | 射频信号发生器
EC2113 | 1 | Coupling and Decoupling Network |  |  | SH Lab | 86#4F-EMC test lab | I | 2020-08-15 | 2021-08-14 | CEPREI | Closed |  | 耦合-去耦网络
EC2113 | 2 | Coupling and Decoupling Network |  |  | SH Lab | 86#4F-EMC test lab | I | 2016-07-28 | — | CEPREI | Repairing |  | 耦合-去耦网络
EC2113 | 3 | Convert Plug |  |  | SH Lab | 86#4F-EMC test lab | I | 2020-02-12 | 2021-02-11 | SIMT | Closed |  | 转接器
EC2113 | 4 | Convert Plug |  |  | SH Lab | 86#4F-EMC test lab | I | 2020-02-12 | 2021-02-11 | SIMT | Closed |  | 转接器
EC2113 | 5 | Convert Plug |  |  | SH Lab | 86#4F-EMC test lab | III | 2008-01-17 | — | SIMT | Closed |  | 转接器
EC2114 |  | Burst Esd Surge Transients |  |  | SH Lab | 86#4F-EMC test lab | I | 2006-01-01 | — | SIMT | Disposal | To Guangzhou | Best EMC测试仪
EC2115 |  | Electronic tachometer |  | 8198 | SH Lab | 86#1F-Tools & machinery test lab | I | 2020-08-20 | 2021-08-19 | JSMI | Closed |  | 光电转速表
EC2116 |  | Shielded room |  | 64 | SH Lab |  | III | 2000-07-12 | — |  | Disposal | Scrap | 屏蔽室
EC2117 |  | Oscilloscope |  | B019211 | SH Lab | 85#5F-ACCE & LUM test lab | I | 2015-06-19 | — | SIMT | Disposal |  | 示波器
EC2117 | 3 | High Voltage Differential Probe | P5210A | B011342 | LUM | 51#7F-LUM test lab | III | 2015-06-19 | — | MFG | Closed | 补设备编号，第二次维修编号EC2117-3(WX2) | 示波器差分探头
EC2117 | 7 | Current Probe |  |  | SH Lab | 85#5F-ACCE & LUM test lab | III | 2006-06-09 | — |  | Closed |  | 电流探头
EC2118 |  | AC Linear Power Source |  |  | SH Lab | 86#4F-EMC test lab | III | 2000-08-11 | — |  | Closed |  | 交流稳压电源
EC2119 |  | DC Linear Power Source |  |  | SH Lab | 86#4F-Multimedia test lab | III | 2000-09-28 | — |  | Closed |  | 直流稳压电源
EC2120 |  | DC Linear Power Source |  |  | SH Lab | 86#4F-EMC test lab | III | 2000-10-29 | — |  | Disposal |  | 直流稳压电源
EC2121 |  | Variable Transformer |  |  | SH Lab | 86#4F-EMC test lab | III | 2000-09-04 | — |  | Closed |  | 调压器
EC2122 |  | Temperature and Humidity Recorder |  | 1028 | CN FAC | 86#4F-Calibration room | I | 2019-03-18 | — | JSMI | Disposal | calibrating | 温湿度记录仪
EC2123 |  | Electronic inclinometer |  |  | SH Lab | 86#3F-Construction test lab (Ⅱ) | I | 2008-09-16 | — | JSMI | Out of service | calibrating | 电子水平角度仪
EC2124 |  | Thermometer |  |  | SH Lab | 86#3F-Construction test lab (Ⅱ) | I |  | — | SIMT | Disposal | Scrap | 点温计
EC2125 |  | AC Digital Current meter |  |  |  |  | II |  | — |  | Disposal | Scrap | 数字交流电流表
EC2126 |  | AC Digital Current meter |  |  |  |  | II |  | — |  | Disposal | Scrap | 数字交流电流表
EC2127 |  | AC Digital Current meter |  |  |  |  | II |  | — |  | Disposal | Scrap | 数字交流电流表
EC2128 |  | AC Digital Current meter |  |  |  |  | II |  | — |  | Disposal | Scrap | 数字交流电流表
EC2129 |  | AC Digital Current meter |  |  |  |  | II |  | — |  | Disposal | Scrap | 数字交流电流表
EC2130 |  | Magnifier |  |  | SH Lab | 86#4F-Multimedia test lab | III | 2000-10-18 | — |  | Closed |  | 放大镜
EC2131 |  | Ball Pressure Tester |  | 36526 | SH Lab | 86#1F-Garden tools test lab (Ⅰ) | II | 2019-11-21 | 2020-11-20 | ES AW | Closed |  | 球压试验仪
EC2132 |  | Ball Pressure Tester |  | 36557 | SH Lab | 86#1F-Garden tools test lab (Ⅰ) | II | 2019-11-21 | 2020-11-20 | ES AW | Closed |  | 球压试验仪
EC2133 |  | Ball Pressure Tester |  | 36586 | SH Lab | 86#1F-Garden tools test lab (Ⅰ) | II | 2019-11-21 | 2020-11-20 | ES AW | Closed |  | 球压试验仪
EC2134 |  | Digital Scale |  |  | SH Lab |  | I |  | — |  | Disposal | Scrap | 电子秤
EC2135 |  | Gauge |  |  | SH Lab | 85#5F-Gauge room | II | 2020-05-18 | 2021-05-17 | ES AW | Closed |  | CEE7 & SE 量规
EC2135 | 101 | SE Gauges |  |  | SH Lab | 85#5F-Gauge room | II | 2020-05-18 | 2021-05-17 | ES AW | Closed |  | 量规
EC2135 | 102 | SE Gauges |  |  | SH Lab | 85#5F-Gauge room | II | 2020-05-18 | 2021-05-17 | ES AW | Closed |  | 量规
EC2135 | 103 | SE Gauges |  |  | SH Lab | 85#5F-Gauge room | II | 2017-05-18 | — | ES AW | Can not be found |  | 量规
EC2135 | 104 | SE Gauges |  |  | SH Lab | 85#5F-Gauge room | II | 2010-05-18 | — | ES LWF | Out of service |  | 量规
EC2135 | 105 | SE Gauges |  |  | SH Lab |  | II |  | — |  | Disposal |  | 量规
EC2135 | 106 | SE Gauges |  |  | SH Lab |  | II |  | — |  | Disposal | TO EC3429 | 量规
EC2135 | 107 | SE Gauges |  |  | SH Lab |  | II |  | — |  | Disposal |  | 量规
EC2135 | 108 | SE Gauges |  |  | SH Lab |  | II |  | — |  | Disposal | to 3429 | 量规
EC2135 | 109 | SE Gauges |  |  | SH Lab |  | II |  | — |  | Disposal | to 3429 | 量规
EC2135 | 110 | SE Gauges |  |  | SH Lab | 85#5F-Gauge room | II | 2018-05-18 | — | ES AW | Out of service |  | 量规
EC2135 | 111 | SE Gauges |  |  | SH Lab | 85#5F-Gauge room | II | 2018-05-18 | — | ES AW | Out of service |  | 量规
EC2135 | 112 | SE Gauges |  |  | SH Lab |  | II |  | — | ES LWF | Disposal | TO EC3429 | 量规
EC2135 | 113 | SE Gauges |  |  | SH Lab |  | II |  | — | ES LWF | Disposal | TO EC3429 | 量规
EC2135 | 114 | SE Gauges |  |  | SH Lab |  | II |  | — | ES LWF | Disposal | TO EC3429 | 量规
EC2135 | 115 | SE Gauges |  |  | SH Lab |  | II |  | — | ES LWF | Disposal | TO EC3429 | 量规
EC2135 | 116 | SE Gauges |  |  | SH Lab |  | II |  | — | ES LWF | Disposal | TO EC3429 | 量规
EC2135 | 117 | SE Gauges |  |  | SH Lab |  | II |  | — |  | Disposal | to 3429 | 量规
EC2135 | 118 | SE Gauges |  |  | SH Lab |  | II |  | — |  | Disposal | to 3429 | 量规
EC2135 | 119 | SE Gauges |  |  | SH Lab |  | II |  | — | ES LWF | Disposal | TO EC3429 | 量规
EC2135 | 120 | SE Gauges |  |  | SH Lab |  | II |  | — | ES LWF | Disposal | Scrap | 量规
EC2135 | 121 | SE Gauges |  |  | SH Lab |  | II |  | — | ES LWF | Disposal | Same as EN50075 Fig2 2Pieces are put at Lab | 量规
EC2135 | 122 | SE Gauges |  |  | SH Lab |  | II |  | — | ES LWF | Disposal | TO EC3429 | 量规
EC2135 | 123 | SE Gauges |  |  | SH Lab |  | II |  | — | ES LWF | Disposal | TO EC3429 | 量规
EC2135 | 124 | SE Gauges |  |  | SH Lab |  | II |  | — | ES LWF | Disposal | TO EC3429 | 量规
EC2135 | 125 | SE Gauges |  |  | SH Lab |  | II |  | — |  | Disposal | to 3429 | 量规
EC2135 | 126 | SE Gauges |  |  | SH Lab |  | II |  | — | ES LWF | Disposal | TO EC3429 | 量规
EC2135 | 127 | SE Gauges |  |  | SH Lab |  | II |  | — | ES LWF | Disposal | TO EC3429 | 量规
EC2135 | 128 | SE Gauges |  |  | SH Lab |  | II |  | — | ES LWF | Disposal | TO EC3429 | 量规
EC2135 | 129 | SE Gauges |  |  | SH Lab |  | II |  | — | ES LWF | Disposal | EC2145 | 量规
EC2135 | 130 | SE Gauges |  |  | SH Lab |  | II |  | — | ES LWF | Disposal | EC2145 | 量规
EC2135 | 131 | SE Gauges |  |  | SH Lab |  | II |  | — | ES LWF | Disposal |  | 量规
EC2135 | 132 | SE Gauges |  |  | SH Lab |  | II |  | — | ES LWF | Disposal |  | 量规
EC2135 | 133 | SE Gauges |  |  | SH Lab |  | II |  | — | ES LWF | Disposal | TO EC3429 | 量规
EC2135 | 134 | SE Gauges |  |  | SH Lab |  | II |  | — | ES LWF | Disposal | TO EC3429 | 量规
EC2135 | 135 | SE Gauges |  |  | SH Lab |  | II |  | — |  | Disposal |  | 量规
EC2135 | 136 | SE Gauges |  |  | SH Lab |  | II |  | — |  | Disposal | There are not requirement of the guages in the new standard(2005-12-21) | 量规
EC2135 | 137 | SE Gauges |  |  | SH Lab |  | II |  | — |  | Disposal | There are not requirement of the guages in the new standard(2005-12-22) | 量规
EC2135 | 138 | SE Gauges |  |  | SH Lab |  | II |  | — |  | Disposal | There are not requirement of the guages in the new standard(2005-12-23) | 量规
EC2135 | 139 | SE Gauges |  |  | SH Lab |  | II |  | — |  | Disposal | There are not requirement of the guages in the new standard(2005-12-24) | 量规
EC2135 | 140 | SE Gauges |  |  | SH Lab |  | II |  | — |  | Disposal | There are not requirement of the guages in the new standard(2005-12-25) | 量规
EC2135 | 141 | SE Gauges |  |  | SH Lab |  | II |  | — |  | Disposal | There are not requirement of the guages in the new standard(2005-12-26) | 量规
EC2135 | 142 | SE Gauges |  |  | SH Lab |  | II |  | — |  | Disposal | There are not requirement of the guages in the new standard(2005-12-27) | 量规
EC2135 | 143 | SE Gauges |  |  | SH Lab |  | II |  | — |  | Disposal | There are not requirement of the guages in the new standard(2005-12-28) | 量规
EC2135 | 144 | SE Gauges |  |  | SH Lab |  | II |  | — |  | Disposal | There are not requirement of the guages in the new standard(2005-12-29) | 量规
EC2135 | 145 | SE Gauges |  |  | SH Lab |  | II |  | — |  | Disposal | There are not requirement of the guages in the new standard(2005-12-30) | 量规
EC2135 | 146 | SE Gauges |  |  | SH Lab |  | II |  | — |  | Disposal | There are not requirement of the guages in the new standard(2005-12-31) | 量规
EC2135 | 147 | SE Gauges |  |  | SH Lab |  | II |  | — |  | Disposal | to 3429 | 量规
EC2135 | 148 | SE Gauges |  |  | SH Lab |  | II |  | — |  | Disposal | to 3429 | 量规
EC2135 | 201 | SE Gauges |  |  | SH Lab |  | II |  | — | ES LWF | Disposal |  | 量规
EC2135 | 202 | SE Gauges |  |  | SH Lab | 85#5F-Gauge room | II | 2020-05-18 | 2021-05-17 | ES AW | Closed |  | 量规
EC2135 | 203 | SE Gauges |  |  | SH Lab | 85#5F-Gauge room | II | 2020-05-18 | 2021-05-17 | ES AW | Closed |  | 量规
EC2135 | 204 | SE Gauges |  |  | SH Lab | 85#5F-Gauge room | II | 2020-05-18 | 2021-05-17 | ES AW | Closed |  | 量规
EC2135 | 205 | SE Gauges |  |  | SH Lab | 85#5F-Gauge room | II | 2020-05-18 | 2021-05-17 | ES AW | Closed |  | 量规
EC2135 | 206 | SE Gauges |  |  | SH Lab | 85#5F-Gauge room | II | 2018-05-18 | — | ES AW | Out of service |  | 量规
EC2135 | 207 | SE Gauges |  |  | SH Lab | 85#5F-Gauge room | II | 2018-05-18 | — | ES AW | Damaged |  | 量规
EC2135 | 208 | SE Gauges |  |  | SH Lab |  | II |  | — | ES LWF | Disposal |  | 量规
EC2135 | 209 | SE Gauges |  |  | SH Lab | 85#5F-Gauge room | II | 2019-05-18 | — | ES AW | Out of service |  | 量规
EC2135 | 210 | SE Gauges |  |  | SH Lab | 85#5F-Gauge room | II | 2020-05-18 | 2021-05-17 | ES AW | Closed |  | 量规
EC2135 | 211 | SE Gauges |  |  | SH Lab | 85#5F-Gauge room | II | 2020-05-18 | 2021-05-17 | ES AW | Closed |  | 量规
EC2135 | 212 | SE Gauges |  |  | SH Lab | 85#5F-Gauge room | II | 2020-05-18 | 2021-05-17 | ES AW | Closed |  | 量规
EC2135 | 213 | SE Gauges |  |  | SH Lab | 85#5F-Gauge room | II | 2020-05-18 | 2021-05-17 | ES AW | Closed |  | 量规
EC2135 | 214 | SE Gauges |  |  | SH Lab | 85#5F-Gauge room | II | 2017-05-18 | — | ES AW | Can not be found |  | 量规
EC2135 | 215 | SE Gauges |  |  | SH Lab | 85#5F-Gauge room | II | 2020-05-18 | 2021-05-17 | ES AW | Closed |  | 量规
EC2135 | 216 | SE Gauges |  |  | SH Lab | 85#5F-Gauge room | II | 2020-05-18 | 2021-05-17 | ES AW | Closed |  | 量规
EC2135 | 217 | SE Gauges |  |  | SH Lab | 85#5F-Gauge room | II | 2020-05-18 | 2021-05-17 | ES AW | Closed |  | 量规
EC2135 | 218 | SE Gauges |  |  | SH Lab | 85#5F-Gauge room | II | 2020-05-18 | 2021-05-17 | ES AW | Closed |  | 量规
EC2135 | 219 | SE Gauges |  |  | SH Lab | 85#5F-Gauge room | II | 2020-05-18 | 2021-05-17 | ES AW | Closed |  | 量规
EC2135 | 220 | SE Gauges |  |  | SH Lab | 85#5F-Gauge room | II | 2020-05-18 | 2021-05-17 | ES AW | Closed |  | 量规
EC2135 | 221 | SE Gauges |  |  | SH Lab | 85#5F-Gauge room | II | 2020-05-18 | 2021-05-17 | ES AW | Closed |  | 量规
EC2135 | 222 | SE Gauges |  |  | SH Lab |  | II |  | — |  | Disposal | to 3429 | 量规
EC2135 | 223 | SE Gauges |  |  | SH Lab | 85#5F-Gauge room | II | 2018-05-18 | — | ES AW | Out of service |  | 量规
EC2135 | 224 | SE Gauges |  |  | SH Lab |  | II |  | — |  | Disposal | to 3429 | 量规
EC2135 | 225 | SE Gauges |  |  | SH Lab | 85#5F-Gauge room | II | 2020-05-18 | 2021-05-17 | ES AW | Closed |  | 量规
EC2135 | 226 | SE Gauges |  |  | SH Lab | 85#5F-Gauge room | II | 2020-05-18 | 2021-05-17 | ES AW | Closed |  | 量规
EC2135 | 227 | SE Gauges |  |  | SH Lab |  | II |  | — |  | Disposal | to 3429 | 量规
EC2135 | 228 | SE Gauges |  |  | SH Lab | 85#5F-Gauge room | II | 2020-05-18 | 2021-05-17 | ES AW | Closed |  | 量规
EC2135 | 229 | SE Gauges |  |  | SH Lab |  | II |  | — |  | Disposal | to 3429 | 量规
EC2135 | 230 | SE Gauges |  |  | SH Lab |  | II |  | — | ES LWF | Disposal | SEE EC3429 | 量规
EC2135 | 231 | SE Gauges |  |  | SH Lab |  | II |  | — | ES LWF | Disposal | SEE EC3429 | 量规
EC2135 | 232 | SE Gauges |  |  | SH Lab |  | II |  | — | ES LWF | Disposal | SEE EC3429 | 量规
EC2135 | 233 | SE Gauges |  |  | SH Lab |  | II |  | — | ES LWF | Disposal | SEE EC3429 | 量规
EC2135 | 234 | SE Gauges |  |  | SH Lab |  | II |  | — | ES LWF | Disposal | SEE EC3429 | 量规
EC2136 |  | Arrangement for compression test of 24.5 |  |  | SH Lab | 85#5F-Gauge room | III | 2001-01-15 | — |  | Closed |  | 压缩试验（24。5）装置
EC2137 |  | Arrangement for checking damage to conductors |  |  | SH ACCE | 85#5F-ACCE & LUM test lab | II | 2020-01-11 | 2021-01-10 | ES AW | Closed |  | 导体受损程度检查装置
EC2138 |  | Arrangement to verify the fixationof pins in the body of the plug |  |  | SH ACCE | 85#5F-Gauge room | II | 2020-01-17 | 2021-01-16 | ES AW | Closed |  | 插销牢固度测试装置
EC2139 |  | Apparatus for checking the withdrawal force |  |  | SH Lab | 85#5F-Gauge room | II | 2020-01-15 | 2021-01-14 | ES AW | Closed |  | 拔出力测试装置
EC2140 |  | Test Probe |  |  | SH Lab | 86#4F-Multimedia test lab | II | 2010-04-23 | — | ES LWF | Disposal | See EC2162 | 试验探棒C
EC2141 |  | Arrangement for mechanical strength test on multiple portable socket-outlets |  |  | SH Lab | 85#5F-Gauge room | II | 2020-01-17 | 2021-01-16 | ES AW | Closed |  | 插座机械强度测试装置
EC2142 |  | Torque Device |  |  | SH Lab | 85#5F-Gauge room | II | 2019-11-23 | 2020-11-22 | ES AW | Closed |  | 电缆扭力器
EC2143 |  | Apparatus for impact test at low temperature of 24.4 |  |  | SH Lab | 85#5F-ACCE & LUM test lab | II | 2020-08-05 | 2021-08-04 | ES AW | Closed |  | 低温冲击试验装置(24.4)
EC2144 |  | Test Probe |  |  | SH Lab | 86#4F-Multimedia test lab | II | 2010-04-23 | — | ES LWF | Disposal | See EC2162 | 试验探棒D
EC2145 |  | Contact Pressure Measuring Device |  |  |  |  | II |  | — |  | Disposal | See EC2135 | 插座接触压力测试装置
EC2146 |  | Apparatus for testing the cord retention |  |  | SH ACCE | 85#5F-ACCE & LUM test lab | II | 2020-01-16 | 2021-01-15 | EC JZ | Closed |  | 软缆保持力测试装置
EC2147 |  | Apparatus for compression test for the verification of resistance to heat of 25.4 |  |  | SH Lab | 85#5F-Gauge room | II | 2020-03-07 | 2021-03-06 | ES AW | Closed |  | 耐热性能压缩试验装置
EC2148 |  | Transformer test cabinet |  |  | SH Lab | 86#2F-Power supply test lab | III | 2000-12-26 | — |  | Disposal |  | 变压器试验柜
EC2149 |  | Climate Test Chamber |  | 4032 | SH Lab | 85#5F-ACCE & LUM test lab | I | 2017-02-03 | — | JSMI | Disposal |  | 潮态试验箱
EC2150 |  | AC Linear Power Source |  |  | XM Lab | Xiamen test lab | III | 2001-04-29 | — |  | Closed |  | 交流稳压电源
EC2151 |  | 3 Phase AC Power Source |  |  | SH Lab | 86#1F-Garden tools test lab (Ⅰ) | III | 2001-04-16 | — |  | Disposal |  | 交流稳压电源
EC2152 |  | Slide-Wire Resistor |  |  | SH Lab | 85#5F-ACCE & LUM test lab | III | 2000-11-24 | — |  | Closed |  | 滑线变阻器
EC2153 |  | Slide-Wire Resistor |  |  | SH Lab | 86#1F-Garden tools test lab (Ⅰ) | III | 2000-11-29 | — |  | Closed |  | 滑线变阻器
EC2154 |  | LCR Meter |  | 837267 | SH Lab | 86#4F-Calibration room | I | 2020-06-04 | 2021-06-03 | CEPREI | Closed |  | LCR测试仪
EC2154 | 1 | Resistance Box | ZX32D |  | SH Lab | 86#4F-Calibration room | III | 2018-12-30 | — | JSMI | Closed |  | 电阻
EC2154 | 2 | Capacitor Box | RX7-0 |  | SH Lab | 86#4F-Calibration room | III | 2018-12-30 | — | JSMI | Closed |  | 电容
EC2154 | 3 | Inductance | FMT-4 |  | SH Lab | 86#4F-Calibration room | III | 2018-12-30 | — | JSMI | Closed |  | 电感
EC2155 | 1 | Dynamometer |  |  | SH Lab |  | I |  | — |  | Disposal | SCR(2004-10-9) | 异步测功机
EC2155 | 2 | Dynamometer Data Displayer |  |  | SH Lab |  | I |  | — |  | Disposal | SCR(2004-10-9) | 测功机数据显示器
EC2155 | 3 | Control power of dynamometer |  |  | SH Lab |  | I |  | — |  | Disposal | SCR(2004-10-9) | 测功机控制电源
EC2156 |  | Dynamometer Header |  |  | SH Lab |  | I |  | — |  | Disposal | SCR(2004-10-9) | 异步测功机头
EC2157 |  | Endurance tester for electrical tools |  |  | SH Lab |  | II |  | — | ES JH | Disposal | stop to use temporarily(EC3136) | 电动工具耐久性测试仪
EC2157 | 3 | Fixture for endurance testing |  |  |  |  | III | 2001-01-10 | — |  | Disposal | Transfer to HZ | Fixture for endurance testing
EC2158 |  | Flexible cord pulling&extending tester |  |  | SH Lab |  | II |  | — | ES JH | Disposal | Out of service | 电缆拉伸试验仪
EC2159 |  | Impact Tester |  |  | SH Lab | 86#2F-2F Power distribution room | III | 2001-01-10 | — |  | Closed |  | 冲击试验仪
EC2160 |  | Strike Tester |  |  | SH Lab | 86#1F-Garden tools test lab (Ⅰ) | II | 2020-05-16 | 2021-05-15 | ES AW | Closed |  | 撞击试验仪
EC2161 |  | Temperature Rise Tester for Electrical Tools |  |  |  |  | I |  | — |  | Disposal | Scrap | 电动工具温升试验仪
EC2162 |  | Test Probe |  |  | SH Lab | 86#3F-Construction test lab (Ⅱ) | II | 2020-04-05 | 2021-04-04 | EC JZ | Closed |  | IP3x,4x 探棒
EC2163 |  | Test Corner |  |  |  |  | III |  | — |  | Disposal | Scrap | 试验角
EC2164 |  | Test Corner |  |  |  |  | III |  | — |  | Disposal | Scrap | 试验角
EC2165 |  | Test Corner |  |  |  |  | III |  | — |  | Disposal | Scrap | 试验角
EC2166 |  | Impact Tester for socket outlet |  |  | SH Lab | 85#5F-ACCE & LUM test lab | II | 2020-09-02 | 2021-09-01 | ES AW | Closed |  | 冲击试验装置
EC2166 | 1 | angle scale |  |  | SH Lab | 85#5F-ACCE & LUM test lab | I | 2019-01-31 | — | JSMI | Can not be found |  | 角度盘
EC2167 |  | Test probe |  |  | SH Lab | 85#5F-ACCE & LUM test lab | III | 2000-07-13 | — |  | Closed |  | 圆柱形探头
EC2168 |  | Hardwood Board |  |  | SH Lab | 86#3F-Construction test lab (Ⅱ) | III | 2000-05-15 | — |  | Closed |  | 硬木板
EC2169 |  | Sweep function generator |  | A630163 | SH Lab | 86#4F-Multimedia test lab | I | 2012-12-06 | — | SIMT | Disposal |  | 函数信号发生器
EC2170 |  | Electrostatic Voltmeter |  | 7203 | SH Lab |  | I |  | — | SIMT | Disposal |  | 静电电压表
EC2171 |  | Digital scale |  | 12036466 | SH Lab | 85#5F-Gauge room | I | 2020-01-02 | 2021-01-01 | JSMI | Closed |  | 电子秤
EC2172 |  | Test finger |  |  | SH Lab | 85#5F-Gauge room | II | 2020-03-20 | 2021-03-19 | ES AW | Closed |  | 无关节试验指
EC2173 |  | Test finger |  |  | SH Lab |  | II |  | — |  | Disposal | See EC2230 | 无关节试验指
EC2174 |  | Test finger |  |  | SH Lab | 85#5F-Gauge room | II | 2020-03-20 | 2021-03-19 | ES AW | Closed |  | 无关节试验指
EC2175 |  | Laser radiancy meter |  |  |  |  | I |  | — |  | Disposal | Scrap | 激光辐射测量仪
EC2176 |  | Test finger |  |  | SH Lab |  | II |  | — |  | Disposal | See EC2230 | 无关节试验指
EC2177 |  | Variable Transformer |  |  | SH Lab | 86#2F-Power supply test lab | III | 2001-02-08 | — |  | Closed |  | 调压器
EC2178 |  | Variable Transformer |  |  | SH Lab | 86#1F-Endurance test lab | III | 2001-02-08 | — |  | Closed |  | 调压器
EC2179 |  | Test Corner |  |  | SH Lab | 85#5F-ACCE & LUM test lab | III | 2000-07-15 | — |  | Closed |  | 试验角
EC2180 |  | Digital Resistivity Meter |  |  | SH Lab |  | I |  | — |  | Disposal | Out of service | 电导率仪
EC2181 |  | Data Acquisition/Switch Unit |  |  | SH Lab | 86#1F-Tools & machinery test lab | II | 2020-07-07 | 2021-07-06 | ES AW | Closed | Agilent BenchLink Data Logger 3版本4.2.00 | 数据采集仪
EC2182 |  | Temperature and Humidity Recorder |  | 10006 | SH Lab | 85#5F-Gauge room | I | 2015-02-04 | — | SQI | Out of service | 暂时封存2015.07 | 温湿度记录仪
EC2183 |  | Digital Multimeter |  |  | SH Lab |  | II |  | — | ES JH | Disposal | can't be found | 数字万用表
EC2184 |  | Digital Multimeter |  | 73880300 | SH ACCE | 85#5F-ACCE & LUM test lab | II | 2020-02-26 | 2021-02-25 | EC JZ | Closed |  | 数字万用表
EC2185 |  | Digital Multimeter |  | 74130400 | SH Lab | 86#2F-Power supply test lab | II | 2020-02-26 | — | EC JZ | Damaged |  | 数字万用表
EC2186 |  | AC Linear Power Source |  |  | SH Lab | 86#1F-Tools & machinery test lab | III | 2001-02-23 | — |  | Closed |  | 交流稳压电源
EC2187 |  | Apparatus for pulling test |  |  | SH Lab | 85#5F-Gauge room | III | 2001-01-15 | — |  | Closed |  | 拉力试验装置
EC2188 |  | Arrangement for compression test of 24.5 |  |  | SH Lab | 85#5F-Gauge room | III | 2001-01-15 | — |  | Closed |  | 压缩试验(24.5)装置
EC2189 |  | Digital Caliper |  | 1100054 | SH Lab | 85#5F-ACCE & LUM test lab | I | 2017-01-23 | — | JSMI | Out of service |  | 电子数显卡尺
EC2190 |  | Digital Caliper |  |  |  |  | II |  | — |  | Disposal | Scrap | 电子数显卡尺
EC2191 |  | Digital Caliper |  |  | SH Lab | 85#5F-ACCE & LUM test lab | I | 2008-02-03 | — | SIMT | Disposal | calibrating | 电子数显卡尺
EC2192 |  | Digital Caliper |  | 1100437 | SH Lab | 86#1F-Tools & machinery test lab | I | 2019-11-07 | 2020-11-06 | JSMI | Closed |  | 电子数显卡尺
EC2193 |  | Test Corner |  |  |  |  | II |  | — |  | Disposal | Scrap | 试验角
EC2194 |  | Data Acquisition/Switch Unit |  |  | SH Lab | 86#3F-Home appliance test lab | II | 2020-09-07 | 2021-09-06 | ES AW | Closed | Agilent BenchLink Data Logger 3版本4.2.00 | 数据采集仪
EC2195 |  | Apparatus for spillage test |  |  | SH Lab | 86#1F-Washing M/C test lab | II | 2020-02-15 | 2021-02-14 | ES AW | Closed |  | 溢水测试装置
EC2196 |  | Apparatus for incline test |  |  | YY Eng | Yuyao test lab | III | 2001-02-19 | — |  | Closed |  | 倾斜试验装置
EC2197 |  | Pull Scale |  | 6043 | SH Lab | 85#5F-Gauge room | I | 2020-03-12 | 2021-03-11 | JSMI | Closed | calibrating | 管形拉力计
EC2198 |  | Pull Scale |  | 9911186 | SH Lab | 85#5F-Gauge room | I | 2020-08-12 | 2021-08-11 | JSMI | Closed | calibrating | 管形拉力计
EC2199 |  | AC Hi-Pot tester |  | 385 | XM Lab | Xiamen test lab | I | 2012-04-17 | — | XRCTT | Disposal |  | 交流耐压仪
EC2200 |  | Apparatus for pressure test on shrouds |  |  | SH Lab | 85#5F-Gauge room | II | 2020-03-07 | 2021-03-06 | ES AW | Closed |  | 护套压缩试验装置
EC2201 |  | Draught-proof enclosure |  |  | SH Lab | 85#5F-ACCE & LUM test lab | III | 2001-02-05 | — |  | Closed |  | 防风罩
EC2202 |  | AC Digital Power Meter |  |  | SH Lab |  | I |  | — |  | Disposal | Scrap | 数字交流功率表
EC2203 |  | Apparatus for impact drills(700W) |  |  | SH Lab | 86#1F-Endurance test lab | II | 2020-02-26 | 2021-02-25 | EC JK | Closed |  | 冲击钻耐久试验台(700W)
EC2204 |  | Apparatus for impact drills(1200W) |  |  | SH Lab | 86#1F-Endurance test lab | II | 2020-02-26 | 2021-02-25 | EC JK | Closed |  | 冲击钻耐久试验台(1200W)
EC2205 |  | Indicator for test finger |  |  | SH Lab | 86#4F-Multimedia test lab | II |  | — | ES JH | Disposal |  | 试验指报警器
EC2206 |  | Indicator for test finger |  |  | SH Lab | 85#5F-Gauge room | II | 2020-07-27 | 2021-07-26 | EC JK | Closed |  | 试验指报警器
EC2207 |  | Device for checking earthing-contact |  |  | SH Lab | 85#5F-Gauge room | II | 2020-05-16 | 2021-05-15 | ES AW | Closed |  | 接地端压力测试装置
EC2208 |  | Fixture for hair dryer |  |  | SH Lab | 86#3F-Home appliance test lab | III | 2001-01-10 | — |  | Closed |  | 电吹风支架
EC2209 |  | Fixture for hair dryer |  |  | SH Lab | 86#3F-Home appliance test lab | III | 2001-01-10 | — |  | Closed |  | 电吹风支架
EC2210 |  | Torque tester Turning Moment Apparatus |  |  | SH Lab | 86#2F-Power supply test lab | II | 2020-02-26 | 2021-02-25 | ES AW | Closed |  | 插头扭矩试验仪
EC2211 |  | Weight |  |  | SH Lab | 86#1F-Garden tools test lab (Ⅰ) | II | 2019-12-08 | 2020-12-07 | EC JK | Closed |  | 砝码
EC2212 |  | Weight |  |  | SH Lab | 85#5F-ACCE & LUM test lab | III | 2016-12-08 | — | ES CZ | Closed |  | 砝码
EC2213 |  | Weight |  |  | SH Lab | 86#3F-Heating & motor test lab | II | 2019-12-07 | 2020-12-06 | EC JK | Closed |  | 砝码
EC2214 |  | Weight |  |  |  |  | II |  | — |  | Disposal | Scrap | 砝码
EC2215 |  | Load for rotisseries |  |  | SH Lab | 86#3F-Construction test lab (Ⅱ) | II | 2019-12-07 | 2020-12-06 | ES AW | Closed |  | 烤肉架负载
EC2216 | 1 | Steel Ball |  |  | SH Lab | 86#3F-Home appliance test lab | II | 2019-12-08 | 2020-12-07 | EC JK | Closed | Φ6mm | 钢球
EC2216 | 2 | Steel Ball |  |  | SH Lab | 86#3F-Home appliance test lab | II | 2019-12-08 | 2020-12-07 | EC JK | Closed | Φ12.5mm | 钢球
EC2216 | 3 | Steel Ball |  |  | SH Lab | 86#3F-Home appliance test lab | II | 2019-12-08 | 2020-12-07 | EC JK | Closed | Φ20mm | 钢球
EC2216 | 4 | Steel Ball |  |  | SH Lab | 86#3F-Home appliance test lab | II | 2019-12-08 | 2020-12-07 | EC JK | Closed | Φ50mm | 钢球
EC2217 |  | Test shelf for luminaire |  |  | SH Lab | 85#5F-ACCE & LUM test lab | III | 2001-01-15 | — |  | Closed |  | 灯具试验架
EC2218 |  | Test bench for luminaire |  |  | SH Lab | 85#5F-ACCE & LUM test lab | III | 2001-01-15 | — |  | Closed |  | 灯具试验台
EC2219 |  | Weight |  |  | SH Lab | 85#5F-ACCE & LUM test lab | II | 2019-11-02 | 2020-11-01 | EC JZ | Closed |  | 砝码
EC2220 |  | Test Probe |  |  | SH Lab | 86#2F-Construction test lab(Ⅰ) | II | 2014-03-08 | — | ES LWF | Out of service |  | 试验棒"a"和“b"
EC2221 |  | Gauge |  |  | SH Lab |  | II |  | — | ES LWF | Disposal |  | 量规（BS1363 部 件1&2&3:1995)
EC2222 |  | AC Digital Power Meter |  |  |  |  | II |  | — | ES JH | Disposal | See EC2363 | 数字交流功率表
EC2223 |  | Data Acquisition/Switch Unit |  |  | SH Lab | 86#3F-Home appliance test lab | II | 2017-03-09 | — | ES HG | Disposal | Agilent BenchLink Data Logger 3版本4.2.00 | 数据采集仪
EC2224 |  | Data Acquisition/Switch Unit |  |  | SH Lab | 86#3F-Home appliance test lab | II | 2020-04-04 | 2021-04-03 | ES AW | Closed | Agilent BenchLink Data Logger 3版本4.2.00 | 数据采集仪
EC2224 | 1 | module | 34901A | US37259656 | SH Lab | 86#4F-Multimedia test lab | III | 2002-04-04 | — | ES AW | Closed |  | 模块
EC2225 |  | Data Acquisition/Switch Unit |  |  | SH Lab | 86#3F-Heating & motor test lab | II |  | — | ES JX | Disposal | DATALOGGER1.4.000512 | 数据采集仪
EC2226 |  | AC Digital Power Meter |  |  | SH Lab | 85#5F-ACCE & LUM test lab | II | 2020-02-02 | 2021-02-01 | EC JK | Closed |  | 数字交流功率表
EC2227 |  | Torque tester for Lamp cap |  |  | SH Lab | 51#7F-LUM test lab | I | 2020-04-16 | 2021-04-15 | SETRI | Closed |  | 灯头扭力测力装置
EC2228 |  | Variable Transformer |  |  | SH Lab | 86#3F-Heating & motor test lab | III | 2001-04-23 | — |  | Closed |  | 调压器
EC2229 | 1 | Gauge for Lamphold |  |  | SH Lab | 51#7F-LUM test lab | II | 2020-05-22 | 2021-05-21 | EC JZ | Closed |  | 灯座量规
EC2229 | 10 | Gauge for Lamphold |  |  | SH Lab | 51#7F-LUM test lab | II | 2020-05-22 | 2021-05-21 | EC JZ | Closed |  | 灯座量规
EC2229 | 100 | Gauge for Lamphold |  |  | SH Lab | 51#7F-LUM test lab | II | 2020-06-27 | 2021-06-26 | EC JK | Closed |  | 灯座量规
EC2229 | 101 | Gauge for Lamphold |  |  | SH Lab | 51#7F-LUM test lab | II | 2020-06-27 | 2021-06-26 | EC JK | Closed |  | 灯座量规
EC2229 | 102 | Gauge for Lamphold |  |  | SH Lab | 51#7F-LUM test lab | II | 2020-06-27 | 2021-06-26 | EC JK | Closed |  | 灯座量规
EC2229 | 103 | Gauge for Lamphold |  |  | SH Lab | 51#7F-LUM test lab | II | 2020-06-19 | 2021-06-18 | EC JZ | Closed |  | 灯座量规
EC2229 | 104 | Gauge for Lamphold |  |  | SH Lab | 51#7F-LUM test lab | II | 2020-06-19 | 2021-06-18 | EC JZ | Closed |  | 灯座量规
EC2229 | 105 | Gauge for Lamphold |  |  | SH Lab | 51#7F-LUM test lab | II | 2020-06-19 | 2021-06-18 | EC JK | Closed |  | 灯座量规
EC2229 | 106 | Gauge for Lamphold |  |  | SH Lab | 51#7F-LUM test lab | II | 2020-06-19 | 2021-06-18 | EC JK | Closed |  | 灯座量规
EC2229 | 107 | Gauge for Lamphold |  |  | SH Lab | 51#7F-LUM test lab | II | 2020-08-15 | 2021-08-14 | ES AW | Closed |  | 灯座量规
EC2229 | 108 | Gauge for Lamphold |  |  | SH Lab | 51#7F-LUM test lab | II | 2020-08-15 | 2021-08-14 | ES AW | Closed |  | 灯座量规
EC2229 | 109 | Gauge for Lamphold |  |  | SH Lab | 51#7F-LUM test lab | II | 2020-08-15 | 2021-08-14 | ES AW | Closed |  | 灯座量规
EC2229 | 11 | Gauge for Lamphold |  |  | SH Lab | 51#7F-LUM test lab | II | 2020-08-15 | 2021-08-14 | ES AW | Closed |  | 灯座量规
EC2229 | 110 | Gauge for Lamphold |  |  | SH Lab | 51#7F-LUM test lab | II | 2020-08-15 | 2021-08-14 | ES AW | Closed |  | 灯座量规
EC2229 | 111 | Gauge for Lamphold |  |  | SH Lab | 51#7F-LUM test lab | II | 2020-06-09 | 2021-06-08 | EC JK | Closed |  | 灯座量规
EC2229 | 112 | Gauge for Lamphold |  |  | SH Lab | 51#7F-LUM test lab | II | 2019-11-02 | 2020-11-01 | EC JZ | Closed |  | 灯座量规
EC2229 | 113 | Gauge for Lamphold |  |  | SH Lab | 51#7F-LUM test lab | II | 2020-09-13 | 2021-09-12 | EC JK | Closed |  | 灯座量规
EC2229 | 114 | Gauge for Lamphold |  |  | SH Lab | 51#7F-LUM test lab | II | 2020-04-30 | 2021-04-29 | EC JZ | Closed |  | 灯座量规
EC2229 | 115 | Gauge for Lamphold |  |  | SH Lab | 51#7F-LUM test lab | II | 2020-08-15 | 2021-08-14 | ES AW | Closed |  | 灯座量规
EC2229 | 116 | Gauge for Lamphold |  |  | SH Lab | 51#7F-LUM test lab | II | 2020-04-27 | 2021-04-26 | EC JZ | Closed |  | 灯座量规
EC2229 | 117 | Gauge for Lamphold |  |  | SH Lab | 51#7F-LUM test lab | II | 2020-04-27 | 2021-04-26 | EC JZ | Closed |  | 灯座量规
EC2229 | 118 | Gauge for Lamphold |  |  | SH Lab | 51#7F-LUM test lab | II | 2020-04-29 | 2021-04-28 | EC JZ | Closed |  | 灯座量规
EC2229 | 119 | Gauge for Lamphold |  |  | SH Lab | 51#7F-LUM test lab | II | 2020-04-29 | 2021-04-28 | EC JZ | Closed |  | 灯座量规
EC2229 | 12 | Gauge for Lamphold |  |  | SH Lab | 51#7F-LUM test lab | II | 2019-12-07 | 2020-12-06 | EC JZ | Closed |  | 灯座量规
EC2229 | 120 | Gauge for Lamphold |  |  | SH Lab | 51#7F-LUM test lab | II | 2020-04-28 | 2021-04-27 | EC JZ | Closed |  | 灯座量规
EC2229 | 121 | Gauge for Lamphold |  |  | SH Lab | 51#7F-LUM test lab | II | 2020-04-28 | 2021-04-27 | EC JZ | Closed |  | 灯座量规
EC2229 | 122 | Gauge for Lamphold |  |  | SH Lab | 51#7F-LUM test lab | II | 2020-04-28 | 2021-04-27 | EC JZ | Closed |  | 灯座量规
EC2229 | 123 | Gauge for Lamphold |  |  | SH Lab | 51#7F-LUM test lab | II | 2020-04-28 | 2021-04-27 | EC JZ | Closed |  | 灯座量规
EC2229 | 124 | Gauge for Lamphold |  |  | SH Lab | 51#7F-LUM test lab | II | 2020-04-28 | 2021-04-27 | EC JZ | Closed |  | 灯座量规
EC2229 | 125 | Gauge for Lamphold |  |  | SH Lab | 51#7F-LUM test lab | II | 2020-04-28 | 2021-04-27 | EC JZ | Closed |  | 灯座量规
EC2229 | 126 | Gauge for Lamphold |  |  | SH Lab | 51#7F-LUM test lab | II | 2019-11-02 | 2020-11-01 | EC JZ | Closed |  | 灯座量规
EC2229 | 127 | Gauge for Lamphold |  |  | SH Lab | 51#7F-LUM test lab | II | 2019-11-02 | 2020-11-01 | EC JZ | Closed |  | 灯座量规
EC2229 | 128 | Gauge for Lamphold |  |  | SH Lab | 51#7F-LUM test lab | I | 2020-01-14 | 2021-01-13 | SIMT | Closed |  | 灯座量规
EC2229 | 129 | Gauge for Lamphold |  |  | SH Lab | 85#5F-ACCE & LUM test lab | I |  | — | ES LWF | Disposal |  | 灯座量规
EC2229 | 13 | Gauge for Lamphold |  |  | SH Lab | 51#7F-LUM test lab | II | 2020-07-04 | 2021-07-03 | EC JZ | Closed |  | 灯座量规
EC2229 | 130 | Gauge for Lamphold |  |  | SH Lab | 51#7F-LUM test lab | I | 2020-01-14 | 2021-01-13 | SIMT | Closed |  | 灯座量规
EC2229 | 131 | Gauge for Lamphold |  |  | SH Lab | 51#7F-LUM test lab | I | 2020-01-14 | 2021-01-13 | SIMT | Closed |  | 灯座量规
EC2229 | 132 | Gauge for Lamphold |  |  | SH Lab | 51#7F-LUM test lab | I | 2020-01-14 | 2021-01-13 | SIMT | Closed |  | 灯座量规
EC2229 | 133 | Gauge for Lamphold |  |  | SH Lab | 51#7F-LUM test lab | I | 2020-01-14 | 2021-01-13 | SIMT | Closed |  | 灯座量规
EC2229 | 134 | Gauge for Lamphold |  |  | SH Lab | 51#7F-LUM test lab | I | 2020-01-14 | 2021-01-13 | SIMT | Closed |  | 灯座量规
EC2229 | 135 | Gauge for Lamphold |  |  | SH Lab | 51#7F-LUM test lab | I | 2020-01-14 | 2021-01-13 | SIMT | Closed |  | 灯座量规
EC2229 | 136 | Gauge for Lamphold |  |  | SH Lab | 51#7F-LUM test lab | I | 2020-01-14 | 2021-01-13 | SIMT | Closed |  | 灯座量规
EC2229 | 137 | Gauge for Lamphold |  |  | SH Lab | 85#5F-ACCE & LUM test lab | I |  | — | ES LWF | Disposal |  | 灯座量规
EC2229 | 138 | Gauge for Lamphold |  |  | SH Lab | 51#7F-LUM test lab | I | 2020-01-14 | 2021-01-13 | SIMT | Closed |  | 灯座量规
EC2229 | 139 | Gauge for Lamphold |  |  | SH Lab | 51#7F-LUM test lab | I | 2020-01-14 | 2021-01-13 | SIMT | Closed |  | 灯座量规
EC2229 | 14 | Gauge for Lamphold |  |  | SH Lab | 51#7F-LUM test lab | II | 2020-08-16 | 2021-08-15 | EC JZ | Closed |  | 灯座量规
EC2229 | 140 | Gauge for Lamphold |  |  | SH Lab | 51#7F-LUM test lab | II | 2020-03-02 | 2021-03-01 | EC JK | Closed |  | 灯座量规
EC2229 | 141 | Gauge for Lamphold |  |  | SH Lab | 51#7F-LUM test lab | I | 2020-09-07 | 2021-09-06 | SIMT | Closed |  | 灯座量规
EC2229 | 142 | Gauge for Lamphold |  |  | SH Lab | 51#7F-LUM test lab | I | 2020-09-07 | 2021-09-06 | SIMT | Closed |  | 灯座量规
EC2229 | 143 | Gauge for Lamphold |  |  | SH Lab | 85#5F-ACCE & LUM test lab | I | 2008-06-27 | — | SIMT | Disposal |  | 灯座量规
EC2229 | 144 | Gauge for Lamphold |  |  | SH Lab | 85#5F-ACCE & LUM test lab | I | 2008-06-27 | — | SIMT | Disposal |  | 灯座量规
EC2229 | 15 | Gauge for Lamphold |  |  | SH Lab | 51#7F-LUM test lab | II | 2020-07-12 | 2021-07-11 | EC JZ | Closed |  | 灯座量规
EC2229 | 16 | Gauge for Lamphold |  |  | SH Lab | 51#7F-LUM test lab | II | 2020-03-09 | 2021-03-08 | EC JZ | Closed |  | 灯座量规
EC2229 | 17 | Gauge for Lamphold |  |  | SH Lab | 51#7F-LUM test lab | II | 2020-08-18 | 2021-08-17 | EC JZ | Closed |  | 灯座量规
EC2229 | 18 | Gauge for Lamphold |  |  | SH Lab | 51#7F-LUM test lab | II | 2020-01-19 | 2021-01-18 | EC JZ | Closed |  | 灯座量规
EC2229 | 19 | Gauge for Lamphold |  |  | SH Lab | 51#7F-LUM test lab | II | 2019-11-20 | 2020-11-19 | EC JZ | Closed |  | 灯座量规
EC2229 | 2 | Gauge for Lamphold |  |  | SH Lab | 51#7F-LUM test lab | II | 2020-05-22 | 2021-05-21 | EC JZ | Closed |  | 灯座量规
EC2229 | 20 | Gauge for Lamphold |  |  | SH Lab | 51#7F-LUM test lab | II | 2020-09-13 | 2021-09-12 | EC JK | Closed |  | 灯座量规
EC2229 | 21 | Gauge for Lamphold |  |  | SH Lab | 51#7F-LUM test lab | II | 2020-01-24 | 2021-01-23 | EC JZ | Closed |  | 灯座量规
EC2229 | 22 | Gauge for Lamphold |  |  | SH Lab | 51#7F-LUM test lab | II | 2020-01-16 | 2021-01-15 | EC JK | Closed |  | 灯座量规
EC2229 | 23 | Gauge for Lamphold |  |  | SH Lab | 51#7F-LUM test lab | II | 2020-01-16 | 2021-01-15 | EC JK | Closed |  | 灯座量规
EC2229 | 24 | Gauge for Lamphold |  |  | SH Lab | 51#7F-LUM test lab | II | 2020-01-16 | 2021-01-15 | EC JK | Closed |  | 灯座量规
EC2229 | 25 | Gauge for Lamphold |  |  | SH Lab | 51#7F-LUM test lab | II | 2020-01-16 | 2021-01-15 | EC JK | Closed |  | 灯座量规
EC2229 | 26 | Gauge for Lamphold |  |  | SH Lab | 85#5F-ACCE & LUM test lab | II |  | — | ES LWF | Disposal | scrap | 灯座量规
EC2229 | 27 | Gauge for Lamphold |  |  | SH Lab | 51#7F-LUM test lab | II | 2019-12-07 | 2020-12-06 | EC JZ | Closed |  | 灯座量规
EC2229 | 28 | Gauge for Lamphold |  |  | SH Lab | 51#7F-LUM test lab | II | 2020-09-04 | 2021-09-03 | EC JZ | Closed |  | 灯座量规
EC2229 | 29 | Gauge for Lamphold |  |  | SH Lab | 51#7F-LUM test lab | II | 2020-01-16 | 2021-01-15 | EC JK | Closed |  | 灯座量规
EC2229 | 3 | Gauge for Lamphold |  |  | SH Lab | 51#7F-LUM test lab | II | 2020-05-22 | 2021-05-21 | EC JZ | Closed |  | 灯座量规
EC2229 | 30 | Gauge for Lamphold |  |  | SH Lab | 51#7F-LUM test lab | II | 2019-11-02 | 2020-11-01 | EC JZ | Closed |  | 灯座量规
EC2229 | 31 | Gauge for Lamphold |  |  | SH Lab | 51#7F-LUM test lab | II | 2020-06-07 | 2021-06-06 | EC JK | Closed |  | 灯座量规
EC2229 | 32 | Gauge for Lamphold |  |  | SH Lab | 51#7F-LUM test lab | II | 2020-06-07 | 2021-06-06 | EC JK | Closed |  | 灯座量规
EC2229 | 33 | Gauge for Lamphold |  |  | SH Lab | 51#7F-LUM test lab | II | 2020-07-22 | 2021-07-21 | EC JZ | Closed |  | 灯座量规
EC2229 | 34 | Gauge for Lamphold |  |  | SH Lab | 51#7F-LUM test lab | II | 2019-12-07 | 2020-12-06 | EC JZ | Closed |  | 灯座量规
EC2229 | 35 | Gauge for Lamphold |  |  | SH Lab | 51#7F-LUM test lab | II | 2020-07-25 | 2021-07-24 | EC JZ | Closed |  | 灯座量规
EC2229 | 36 | Gauge for Lamphold |  |  | SH Lab | 51#7F-LUM test lab | II | 2020-08-29 | 2021-08-28 | EC JZ | Closed |  | 灯座量规
EC2229 | 37 | Gauge for Lamphold |  |  | SH Lab | 51#7F-LUM test lab | II | 2020-08-29 | 2021-08-28 | EC JZ | Closed |  | 灯座量规
EC2229 | 38 | Gauge for Lamphold |  |  | SH Lab | 51#7F-LUM test lab | II | 2020-01-16 | 2021-01-15 | EC JK | Closed |  | 灯座量规
EC2229 | 39 | Gauge for Lamphold |  |  | SH Lab | 51#7F-LUM test lab | II | 2020-06-20 | 2021-06-19 | EC JK | Closed |  | 灯座量规
EC2229 | 4 | Gauge for Lamphold |  |  | SH Lab | 51#7F-LUM test lab | II | 2020-06-07 | 2021-06-06 | EC JK | Closed |  | 灯座量规
EC2229 | 40 | Gauge for Lamphold |  |  | SH Lab | 51#7F-LUM test lab | II | 2020-01-16 | 2021-01-15 | EC JK | Closed |  | 灯座量规
EC2229 | 41 | Gauge for Lamphold |  |  | SH Lab | 51#7F-LUM test lab | II | 2020-01-19 | 2021-01-18 | EC JZ | Closed |  | 灯座量规
EC2229 | 42 | Gauge for Lamphold |  |  | SH Lab | 51#7F-LUM test lab | II | 2020-02-16 | 2021-02-15 | ES AW | Closed |  | 灯座量规
EC2229 | 43 | Gauge for Lamphold |  |  | SH Lab | 51#7F-LUM test lab | II | 2020-04-18 | 2021-04-17 | EC JZ | Closed |  | 灯座量规
EC2229 | 44 | Gauge for Lamphold |  |  | SH Lab | 51#7F-LUM test lab | II | 2020-02-16 | 2021-02-15 | ES AW | Closed |  | 灯座量规
EC2229 | 45 | Gauge for Lamphold |  |  | SH Lab | 51#7F-LUM test lab | II | 2019-12-07 | 2020-12-06 | EC JZ | Closed |  | 灯座量规
EC2229 | 46 | Gauge for Lamphold |  |  | SH Lab | 51#7F-LUM test lab | II | 2020-06-10 | 2021-06-09 | EC JZ | Closed |  | 灯座量规
EC2229 | 47 | Gauge for Lamphold |  |  | SH Lab | 51#7F-LUM test lab | II | 2020-07-20 | 2021-07-19 | EC JZ | Closed | repairing | 灯座量规
EC2229 | 48 | Gauge for Lamphold |  |  | SH Lab | 51#7F-LUM test lab | II | 2020-07-04 | 2021-07-03 | EC JK | Closed |  | 灯座量规
EC2229 | 49 | Gauge for Lamphold |  |  | SH Lab | 51#7F-LUM test lab | II | 2020-01-20 | 2021-01-19 | EC JZ | Closed |  | 灯座量规
EC2229 | 5 | Gauge for Lamphold |  |  | SH Lab | 51#7F-LUM test lab | II | 2020-06-03 | 2021-06-02 | EC JK | Closed |  | 灯座量规
EC2229 | 50 | Gauge for Lamphold |  |  | SH Lab | 51#7F-LUM test lab | II | 2020-06-03 | 2021-06-02 | EC JK | Closed |  | 灯座量规
EC2229 | 51 | Gauge for Lamphold |  |  | SH Lab | 85#5F-ACCE & LUM test lab | II | 2009-06-05 | — | ES LWF | Disposal |  | 灯座量规
EC2229 | 52 | Gauge for Lamphold |  |  | SH Lab | 85#5F-ACCE & LUM test lab | II | 2009-06-05 | — | ES LWF | Disposal |  | 灯座量规
EC2229 | 53 | Gauge for Lamphold |  |  | SH Lab | 85#5F-ACCE & LUM test lab | II | 2009-06-05 | — | ES LWF | Disposal |  | 灯座量规
EC2229 | 54 | Gauge for Lamphold |  |  | SH Lab | 85#5F-ACCE & LUM test lab | II | 2009-06-05 | — | ES LWF | Disposal |  | 灯座量规
EC2229 | 55 | Gauge for Lamphold |  |  | SH Lab | 51#7F-LUM test lab | II | 2020-06-05 | 2021-06-04 | EC JZ | Closed |  | 灯座量规
EC2229 | 56 | Gauge for Lamphold |  |  | SH Lab | 51#7F-LUM test lab | II | 2020-06-05 | 2021-06-04 | EC JZ | Closed |  | 灯座量规
EC2229 | 57 | Gauge for Lamphold |  |  | SH Lab | 51#7F-LUM test lab | II | 2020-06-09 | 2021-06-08 | EC JK | Closed |  | 灯座量规
EC2229 | 58 | Gauge for Lamphold |  |  | SH Lab | 51#7F-LUM test lab | II | 2020-05-22 | 2021-05-21 | EC JZ | Closed |  | 灯座量规
EC2229 | 59 | Gauge for Lamphold |  |  | SH Lab | 51#7F-LUM test lab | II | 2020-08-15 | 2021-08-14 | ES AW | Closed |  | 灯座量规
EC2229 | 6 | Gauge for Lamphold |  |  | SH Lab | 51#7F-LUM test lab | II | 2020-06-03 | 2021-06-02 | EC JK | Closed |  | 灯座量规
EC2229 | 60 | Gauge for Lamphold |  |  | SH Lab | 51#7F-LUM test lab | II | 2020-08-15 | 2021-08-14 | ES AW | Closed |  | 灯座量规
EC2229 | 61 | Gauge for Lamphold |  |  | SH Lab | 51#7F-LUM test lab | II | 2020-05-22 | 2021-05-21 | EC JZ | Closed |  | 灯座量规
EC2229 | 62 | Gauge for Lamphold |  |  | SH Lab | 51#7F-LUM test lab | II | 2020-08-17 | 2021-08-16 | EC JZ | Closed |  | 灯座量规
EC2229 | 63 | Gauge for Lamphold |  |  | SH Lab | 51#7F-LUM test lab | II | 2020-09-13 | 2021-09-12 | EC JK | Closed |  | 灯座量规
EC2229 | 64 | Gauge for Lamphold |  |  | SH Lab | 51#7F-LUM test lab | II | 2020-08-18 | 2021-08-17 | EC JZ | Closed |  | 灯座量规
EC2229 | 65 | Gauge for Lamphold |  |  | SH Lab | 51#7F-LUM test lab | II | 2020-08-29 | 2021-08-28 | EC JZ | Closed |  | 灯座量规
EC2229 | 66 | Gauge for Lamphold |  |  | SH Lab | 51#7F-LUM test lab | II | 2020-08-03 | 2021-08-02 | EC JZ | Closed |  | 灯座量规
EC2229 | 67 | Gauge for Lamphold |  |  | SH Lab | 51#7F-LUM test lab | II | 2020-08-03 | 2021-08-02 | EC JZ | Closed |  | 灯座量规
EC2229 | 68 | Gauge for Lamphold |  |  | SH Lab | 51#7F-LUM test lab | II | 2020-08-03 | 2021-08-02 | EC JZ | Closed |  | 灯座量规
EC2229 | 69 | Gauge for Lamphold |  |  | SH Lab | 51#7F-LUM test lab | II | 2020-08-03 | 2021-08-02 | EC JZ | Closed |  | 灯座量规
EC2229 | 7 | Gauge for Lamphold |  |  | SH Lab | 51#7F-LUM test lab | II | 2020-06-03 | 2021-06-02 | EC JK | Closed |  | 灯座量规
EC2229 | 70 | Gauge for Lamphold |  |  | SH Lab | 51#7F-LUM test lab | II | 2020-08-03 | 2021-08-02 | EC JZ | Closed |  | 灯座量规
EC2229 | 71 | Gauge for Lamphold |  |  | SH Lab | 51#7F-LUM test lab | II | 2020-08-03 | 2021-08-02 | EC JZ | Closed |  | 灯座量规
EC2229 | 72 | Gauge for Lamphold |  |  | SH Lab | 51#7F-LUM test lab | I | 2020-01-14 | 2021-01-13 | SIMT | Closed |  | 灯座量规
EC2229 | 73 | Gauge for Lamphold |  |  | SH Lab | 51#7F-LUM test lab | I | 2020-01-14 | 2021-01-13 | SIMT | Closed |  | 灯座量规
EC2229 | 74 | Gauge for Lamphold |  |  | SH Lab | 51#7F-LUM test lab | I | 2020-01-14 | 2021-01-13 | SIMT | Closed |  | 灯座量规
EC2229 | 75 | Gauge for Lamphold |  |  | SH Lab | 51#7F-LUM test lab | I | 2020-01-14 | 2021-01-13 | SIMT | Closed |  | 灯座量规
EC2229 | 76 | Gauge for Lamphold |  |  | SH Lab | 51#7F-LUM test lab | II | 2020-01-20 | 2021-01-19 | EC JZ | Closed |  | 灯座量规
EC2229 | 77 | Gauge for Lamphold |  |  | SH Lab | 51#7F-LUM test lab | II | 2019-11-21 | 2020-11-20 | EC JZ | Closed |  | 灯座量规
EC2229 | 78 | Gauge for Lamphold |  |  | SH Lab | 51#7F-LUM test lab | II | 2020-03-09 | 2021-03-08 | EC JZ | Closed |  | 灯座量规
EC2229 | 79 | Gauge for Lamphold |  |  | SH Lab | 51#7F-LUM test lab | II | 2019-11-21 | 2020-11-20 | EC JZ | Closed |  | 灯座量规
EC2229 | 8 | Gauge for Lamphold |  |  | SH Lab | 51#7F-LUM test lab | II | 2020-06-06 | 2021-06-05 | EC JZ | Closed |  | 灯座量规
EC2229 | 80 | Gauge for Lamphold |  |  | SH Lab | 51#7F-LUM test lab | II | 2019-11-21 | 2020-11-20 | EC JZ | Closed |  | 灯座量规
EC2229 | 81 | Gauge for Lamphold |  |  | SH Lab | 51#7F-LUM test lab | II | 2019-11-21 | 2020-11-20 | EC JZ | Closed |  | 灯座量规
EC2229 | 82 | Gauge for Lamphold |  |  | SH Lab | 51#7F-LUM test lab | II | 2019-11-21 | 2020-11-20 | EC JZ | Closed |  | 灯座量规
EC2229 | 83 | Gauge for Lamphold |  |  | SH Lab | 51#7F-LUM test lab | II | 2019-11-21 | 2020-11-20 | EC JZ | Closed |  | 灯座量规
EC2229 | 84 | Gauge for Lamphold |  |  | SH Lab | 51#7F-LUM test lab | II | 2019-11-21 | 2020-11-20 | EC JZ | Closed |  | 灯座量规
EC2229 | 85 | Gauge for Lamphold |  |  | SH Lab | 51#7F-LUM test lab | II | 2019-11-21 | 2020-11-20 | EC JZ | Closed |  | 灯座量规
EC2229 | 86 | Gauge for Lamphold |  |  | SH Lab | 51#7F-LUM test lab | II | 2020-03-09 | 2021-03-08 | EC JZ | Closed | （Old one has be damage,new ) | 灯座量规
EC2229 | 87 | Gauge for Lamphold |  |  | SH Lab | 51#7F-LUM test lab | II | 2020-03-09 | 2021-03-08 | EC JZ | Closed | （Old one has be damage,new ) | 灯座量规
EC2229 | 88 | Gauge for Lamphold |  |  | SH Lab | 51#7F-LUM test lab | II | 2020-03-09 | 2021-03-08 | EC JZ | Closed | （Old one has be damage,new ) | 灯座量规
EC2229 | 89 | Gauge for Lamphold |  |  | SH Lab | 51#7F-LUM test lab | II | 2020-07-04 | 2021-07-03 | EC JZ | Closed |  | 灯座量规
EC2229 | 9 | Gauge for Lamphold |  |  | SH Lab | 51#7F-LUM test lab | II | 2020-05-22 | 2021-05-21 | EC JZ | Closed |  | 灯座量规
EC2229 | 90 | Gauge for Lamphold |  |  | SH Lab | 51#7F-LUM test lab | II | 2020-06-10 | 2021-06-09 | EC JZ | Closed |  | 灯座量规
EC2229 | 91 | Gauge for Lamphold |  |  | SH Lab | 51#7F-LUM test lab | II | 2019-11-21 | 2020-11-20 | EC JZ | Closed | used with EC2831 | 灯座量规
EC2229 | 92 | Gauge for Lamphold |  |  | SH Lab | 85#5F-ACCE & LUM test lab | II | 2010-07-04 | — | ES LWF | Damaged | used with EC2831 | 灯座量规
EC2229 | 93 | Gauge for Lamphold |  |  | SH Lab | 51#7F-LUM test lab | II | 2020-01-20 | 2021-01-19 | EC JZ | Closed |  | 灯座量规
EC2229 | 94 | Gauge for Lamphold |  |  | SH Lab | 51#7F-LUM test lab | II | 2020-01-20 | 2021-01-19 | EC JZ | Closed |  | 灯座量规
EC2229 | 95 | Gauge for Lamphold |  |  | SH Lab | 51#7F-LUM test lab | II | 2020-01-20 | 2021-01-19 | EC JZ | Closed |  | 灯座量规
EC2229 | 96 | Gauge for Lamphold |  |  | SH Lab | 51#7F-LUM test lab | II | 2020-01-20 | 2021-01-19 | EC JZ | Closed |  | 灯座量规
EC2229 | 97 | Gauge for Lamphold |  |  | SH Lab | 51#7F-LUM test lab | II | 2020-01-20 | 2021-01-19 | EC JZ | Closed |  | 灯座量规
EC2229 | 98 | Gauge for Lamphold |  |  | SH Lab | 51#7F-LUM test lab | II | 2020-01-20 | 2021-01-19 | EC JZ | Closed |  | 灯座量规
EC2229 | 99 | Gauge for Lamphold |  |  | SH Lab | 51#7F-LUM test lab | II | 2020-06-27 | 2021-06-26 | EC JK | Closed |  | 灯座量规
EC2230 |  | Test probe & test finger |  |  | SH Lab | 86#4F-Multimedia test lab | II | 2020-04-23 | 2021-04-22 | ES AW | Closed |  | 试验探棒
EC2231 |  | Current Probe |  |  | SH Lab | 86#3F-Home appliance test lab | II |  | — |  | Disposal | See EC2363 | 电流探头
EC2232 |  | Current Probe |  |  | SH Lab | 86#3F-Home appliance test lab | II |  | — |  | Disposal | See EC2363 | 电流探头
EC2233 |  | Thermometer |  |  | SH Lab | 86#3F-Home appliance test lab | II |  | — |  | Disposal | Return to USA | 点温计
EC2234 |  | Variable Transformer |  |  | SH Lab | 85#5F-ACCE & LUM test lab | III | 2001-04-24 | — |  | Closed |  | 调压器
EC2235 |  | SS4280834 SE19a Operation Apparatus |  |  | SH Lab | 85#5F-Gauge room | II | 2020-03-10 | 2021-03-09 | EC JK | Closed |  | SS4280834 SE19a 操作设备
EC2236 |  | One-Dimensional Universal Translation Trolley By Electric Control |  |  | SH Lab | 85#5F-ACCE & LUM test lab | III | 2001-05-08 | — |  | Disposal |  | 一维普及型电控平移台
EC2237 |  | Air Compressors |  |  | SH Lab | 85#5F-ACCE & LUM test lab | III | 2000-11-15 | — |  | Closed |  | 空气压缩机
EC2238 |  | Clamp For Dynamometer |  |  | SH Lab | 86#1F-Tools & machinery test lab | III | 2001-04-06 | — |  | Closed |  | 测功机夹具
EC2239 |  | Digital Caliper |  | 1021962 | SH Lab | 85#5F-Gauge room | I | 2010-04-09 | — | SIMT | Out of service |  | 电子数显卡尺
EC2240 |  | Digital Caliper |  |  | SH Lab | 86#4F-Multimedia test lab | I |  | — |  | Disposal | Scrap | 电子数显卡尺
EC2241 |  | Test probe |  |  | CN FAC | 86#4F-Calibration room | II |  | — |  | Disposal | Scrap | IEC61010试验探棒
EC2242 |  | Slide-Wire Resistor |  |  | SH Lab | 85#5F-ACCE & LUM test lab | III | 2001-05-24 | — |  | Closed |  | 滑线变阻器
EC2243 |  | AC/DC Digital Power Meter |  |  | SH Lab | 85#5F-ACCE & LUM test lab | II | 2016-02-13 | — | ES CZ | Disposal | AC/DC | 数字交直流功率表
EC2244 |  | Variable Transformer |  |  | SH Lab | 85#5F-ACCE & LUM test lab | III | 2001-05-30 | — |  | Closed |  | 调压器
EC2245 |  | Test Corner |  |  | SH Lab | 85#5F-ACCE & LUM test lab | II |  | — |  | Disposal | Scrap | 试验角
EC2246 |  | Test Corner |  |  | SH Lab | 85#5F-ACCE & LUM test lab | II |  | — |  | Disposal | Scrap | 试验角
EC2247 |  | AC Digital Power Meter |  |  | SH Lab | 86#2F-Power supply test lab | I |  | — | SIMT | Disposal | will repaired | 数字交流功率表
EC2248 |  | AC Digital Power Meter |  |  | SH Lab | 85#5F-ACCE & LUM test lab | II | 2011-05-22 | — | ES JH | Disposal |  | 数字交流功率表
EC2249 |  | Push-pull scale |  | 102506 | SH Lab | 51#7F-LUM test lab | I | 2020-06-03 | 2021-06-02 | JSMI | Closed |  | 推拉力计
EC2250 |  | DFIS Digital Force Instruments |  | B38310 | SH Lab | 85#5F-ACCE & LUM test lab | I | 2016-08-01 | — | SIMT | Disposal |  | DFIS 数显推拉力表
EC2251 |  | Variable Transformer |  |  | SH Lab | 85#5F-ACCE & LUM test lab | III | 2001-06-25 | — |  | Disposal | Scrap | 调压器
EC2252 |  | AC Leakage Current Tester | 7611 |  | SH Lab | 86#3F-Home appliance test lab | I |  | — | JSMI | Disposal | cal. Result: ±5% | 交流泄漏电流测试仪
EC2253 |  | Click Meter |  | 55100115100 | SH Lab | 86#4F-EMC test lab | I | 2012-08-20 | — | SIMT | Disposal |  | Click 表
EC2254 |  | Emc Analyzer |  | US40240228 | SH Lab | 86#4F-EMC test lab | I | 2020-07-09 | 2021-07-08 | SIMT | Closed | reference level:out of tolerance | Emc 分析仪
EC2255 |  | Infrared Photoelectric Converter |  |  | SH Lab | 86#1F-Tools & machinery test lab | III | 2001-07-09 | — |  | Closed | See EC2331 | 红外光电转换器
EC2256 |  | Insertion Probe for Lighting Chains |  |  | SH Lab | 51#7F-LUM test lab | II | 2020-07-21 | 2021-07-20 | EC JK | Closed |  | 绳灯插入试验探棒
EC2257 |  | Apparatus for winding a flexible pipe |  |  | SH Lab | 86#1F-General test lab | III | 2001-07-06 | — |  | Closed |  | 绳灯弯曲试验装置
EC2258 |  | AC Linear Power Source |  |  | SH Lab | 86#2F-Power supply test lab | III | 2001-08-13 | — |  | Closed |  | 交流稳压电源
EC2259 |  | AC Linear Power Source |  |  | SH Lab | 51#7F-CM test lab | III | 2001-08-13 | — |  | Closed |  | 交流稳压电源
EC2260 |  | Data Acquisition/Switch Unit |  |  | SH Lab | 86#2F-Power supply test lab | II |  | — | ES JX | Disposal | Transfer to HZ DATALOGGER1.4.000512 | 数据采集仪
EC2261 |  | Data Acquisition/Switch Unit |  |  | SH Lab | 51#7F-LUM test lab | II | 2020-08-10 | 2021-08-09 | ES AW | Closed | Agilent BenchLink Data Logger 3版本4.2.00 | 数据采集仪
EC2262 |  | Data Acquisition/Switch Unit |  |  | SH Lab | 86#4F-Multimedia test lab | II | 2016-08-11 | — | ES HG | Can not be found | Agilent BenchLink Data Logger 3版本4.2.00 | 数据采集仪
EC2263 |  | Data Acquisition/Switch Unit |  |  | SH Lab | 86#3F-Heating & motor test lab | II | 2020-08-28 | — | ES AW | Repairing | Agilent BenchLink Data Logger 3版本4.2.00 | 数据采集仪
EC2264 |  | Test Corner |  |  | SH Lab | 86#3F-Heating & motor test lab | II |  | — |  | Disposal | Scrap | 试验角
EC2265 |  | Test Corner |  |  | XM Lab | Xiamen test lab | III | 2001-08-20 | — |  | Out of service |  | 试验角
EC2266 |  | Test Corner |  |  | SH Lab | 86#4F-Multimedia test lab | II |  | — |  | Disposal | Scrap | 试验角
EC2267 |  | Test Corner |  |  | SH Lab | 86#4F-Multimedia test lab | II |  | — |  | Disposal | Scrap | 试验角
EC2268 |  | Test Corner |  |  | SH Lab | 86#4F-Multimedia test lab | II |  | — |  | Disposal | Scrap | 试验角
EC2269 |  | Test Corner |  |  | SH Lab | 86#4F-Multimedia test lab | III | 2001-08-20 | — |  | Closed |  | 试验角
EC2270 |  | Test Corner |  |  | SH Lab | 86#3F-Construction test lab (Ⅱ) | II |  | — |  | Disposal | Scrap | 试验角
EC2271 |  | Test Corner |  |  | SH Lab | 86#3F-Construction test lab (Ⅱ) | II |  | — |  | Disposal | Scrap | 试验角
EC2272 |  | Exposure Rate Measuring System |  | 106545 | SH Lab | 86#4F-Multimedia test lab | I | 2013-10-15 | — | SIMT | Disposal |  | 辐射剂量率仪
EC2273 |  | DC Linear Power Source |  |  | SH Lab | 85#5F-ACCE & LUM test lab | III | 2001-07-28 | — |  | Closed |  | 直流稳压电源
EC2274 |  | Air Compressors |  |  | SH Lab | 86#1F-Tools & machinery test lab | III | 2001-08-20 | — |  | Closed |  | 空气压缩机
EC2275 |  | Colour TV Pattern Generator |  | 7 | SH Lab | 86#4F-Multimedia test lab | I | 2007-04-30 | — | SIMT | Disposal | calibrating | 彩色电视信号发生器
EC2276 |  | AC Load |  |  | CN FAC | 86#4F-Calibration room | III | 2001-08-20 | — |  | Closed |  | 开关电寿命试验用AC负载箱
EC2277 |  | AC Digital Power Meter |  |  | SH Lab | 86#4F-Multimedia test lab | II | 2019-08-22 | — | EC JK | Disposal | AC | 数字交流功率表
EC2278 |  | AC Digital Power Meter |  |  | SH Lab | 86#3F-Home appliance test lab | II | 2020-09-05 | 2021-09-04 | EC JK | Closed | AC | 数字交流功率表
EC2279 |  | AC Digital Power Meter |  |  | SH Lab | 86#3F-Heating & motor test lab | II | 2020-09-05 | 2021-09-04 | EC JK | Closed |  | 数字交流功率表
EC2280 |  | AC Digital Power Meter |  |  | SH Lab | 86#4F-Multimedia test lab | II | 2019-08-08 | — | EC JK | Disposal | AC | 数字交流功率表
EC2281 |  | AC Digital Power Meter |  |  | SH Lab | 86#2F-Power supply test lab | II | 2007-08-22 | — | ES JH | Disposal | AC | 数字交流功率表
EC2282 |  | AC/DC Digital Power Meter |  |  | SH Lab | 85#5F-ACCE & LUM test lab | II | 2020-09-22 | 2021-09-21 | EC JK | Closed |  | 数字交直流功率表
EC2283 |  | AC/DC Digital Power Meter |  |  | SH Lab | 86#3F-Training equipment test lab | II | 2016-11-23 | — | ES CZ | Disposal |  | 数字交直流功率表
EC2284 |  | AC/DC Digital Power Meter |  |  | SH Lab | 86#3F-Heating & motor test lab | II | 2020-09-18 | 2021-09-17 | EC JK | Closed | AC | 数字交直流功率表
EC2285 |  | Reel Machine for vacuum cleaner |  |  | SH Lab | 86#1F-General test lab | II | 2019-12-01 | 2020-11-30 | ES AW | Closed |  | 真空吸尘器拉伸试验台
EC2286 |  | Test probe |  |  | SH Lab | 51#7F-LUM test lab | II | 2020-05-25 | 2021-05-24 | EC JZ | Closed |  | IEC61010试验探棒
EC2287 |  | Test probe |  |  | SH Lab | 51#7F-LUM test lab | II | 2020-05-25 | 2021-05-24 | EC JZ | Closed |  | IEC61010试验探棒
EC2288 |  | Impact Header |  |  | SH Lab | 86#3F-Construction test lab (Ⅱ) | II | 2020-06-30 | 2021-06-29 | ES AW | Closed |  | 冲击头
EC2289 |  | IE-20B Pink & White Noise Generator |  | 3501H174 | SH Lab | 86#4F-EMC test lab | I | 2012-12-11 | — | JSMI | Disposal |  | IE-20B 粉红及白噪声发生器
EC2290 |  | IE-20B Pink & White Noise Generator |  |  | SH Lab | 86#4F-Multimedia test lab | I | 2007-10-26 | — | SIMT | Disposal |  | IE-20B 粉红及白噪声发生器
EC2291 |  | Apparatus for testing plug cover fix screws |  |  | SH Lab | 85#5F-Gauge room | III | 2001-08-15 | — |  | Closed |  | 插座螺丝安装孔试验装置
EC2292 |  | Steel plate |  |  | SH Lab | 85#5F-Gauge room | II | 2020-09-08 | 2021-09-07 | EC JZ | Closed |  | 套板
EC2293 |  | Solid link for test on fuse clips |  |  | SH Lab | 85#5F-ACCE & LUM test lab | II |  | — |  | Disposal | can't be found | 保险丝座用实心保险丝
EC2294 |  | Test apparatus for temperature rise test |  |  | SH Lab | 85#5F-ACCE & LUM test lab | III | 2001-08-15 | — |  | Closed |  | 温升试验用装置
EC2294 | 1 | Gauge(BS1363 PART1 FIG.17b) |  |  | SH ACCE | 85#5F-ACCE & LUM test lab | II | 2020-02-21 | 2021-02-20 | ES AW | Closed |  | Gauge(BS1363 PART1 FIG.17b)
EC2295 |  | Test apparatus for temperature rise test |  |  | SH Lab | 85#5F-Gauge room | III | 2001-08-15 | — |  | Closed |  | 温升试验用装置
EC2295 | 1 | Gauge(BS1363 PART1 FIG.17b) |  |  | SH ACCE | 85#5F-ACCE & LUM test lab | II | 2020-02-21 | 2021-02-20 | ES AW | Closed |  | Gauge(BS1363 PART1 FIG.17b)
EC2296 |  | Test apparatus for temperature rise test |  |  | SH Lab | 85#5F-Gauge room | III | 2001-08-15 | — |  | Closed |  | 温升试验用装置
EC2296 | 1 | Gauge(BS1363 PART1 FIG.17b) |  |  | SH ACCE | 85#5F-ACCE & LUM test lab | II | 2020-02-21 | 2021-02-20 | ES AW | Closed |  | Gauge(BS1363 PART1 FIG.17b)
EC2297 |  | Apparatus for abrasion test on insulating sleeves of plug pins |  |  | SH ACCE | 85#5F-ACCE & LUM test lab | II | 2020-03-07 | 2021-03-06 | ES AW | Closed |  | 插头磨损试验装置
EC2297 | 1 | One-Dimensional Universal Translation Trolley By Electric Control |  |  | SH ACCE | 85#5F-ACCE & LUM test lab | II | 2020-03-07 | 2021-03-06 | ES AW | Closed |  | 一维普及型电控平移台
EC2298 |  | Test pin |  |  | SH Lab | 85#5F-Gauge room | II | 2019-11-02 | 2020-11-01 | EC JZ | Closed |  | 试验销
EC2299 |  | Apparatus for torsion test on pins |  |  | SH Lab | 85#5F-ACCE & LUM test lab | III | 2001-08-15 | — |  | Disposal |  | 插头扭矩试验装置
EC2300 |  | Calibrated fuselink |  |  | SH ACCE | 85#5F-ACCE & LUM test lab | II | 2013-12-31 | — | ES LLS | Out of service |  | 标准保险丝
EC2301 |  | Slide-Wire Resistor |  |  | SH Lab | 86#1F-Garden tools test lab (Ⅰ) | III | 2001-09-12 | — |  | Closed |  | 滑线变阻器
EC2302 |  | Slide-Wire Resistor |  |  | SH Lab | 86#1F-Garden tools test lab (Ⅰ) | III | 2001-09-12 | — |  | Closed |  | 滑线变阻器
EC2303 |  | Slide-Wire Resistor |  |  | SH Lab | 85#5F-ACCE & LUM test lab | III | 2001-09-12 | — |  | Closed |  | 滑线变阻器
EC2304 |  | Slide-Wire Resistor |  |  | SH Lab | 86#2F-Power supply test lab | III | 2001-09-12 | — |  | Closed |  | 滑线变阻器
EC2305 |  | Test chain |  |  | SH Lab | 85#5F-Gauge room | III | 2001-09-10 | — |  | Closed |  | 试验链
EC2306 |  | Axis numerical value controller |  |  | SH Lab | 86#1F-Garden tools test lab (Ⅰ) | I | 2019-10-08 | 2020-10-07 | SETRI | Calibrating |  | 两轴数值控制器
EC2306 | 1 | Counter | ZYC03 |  | SH Lab | 86#1F-General test lab | I | 2019-10-08 | 2020-10-07 | SETRI | Calibrating |  | 计数器
EC2307 |  | Dynamometer |  | 1G710204 | SH Lab | 86#1F-Tools & machinery test lab | I | 2020-06-19 | — | STIEA | Repairing |  | 测功机
EC2307 | 2 | Dynamometer |  | 1G710204 | SH Lab | 86#1F-Tools & machinery test lab | I | 2020-06-19 | 2021-06-18 | STIEA | Closed |  | 测功机扭矩传感器HD-710-8NA-4446
EC2308 |  | Variable Transformer |  |  | SH Lab | 86#2F-Power supply test lab | III | 2001-09-16 | — |  | Closed |  | 调压器
EC2309 |  | Variable Transformer |  |  | SH Lab | 86#2F-Power supply test lab | III | 2001-09-16 | — |  | Closed |  | 调压器
EC2310 |  | Variable Transformer |  |  | SH Lab | 86#2F-Power supply test lab | III | 2001-09-16 | — |  | Disposal | Transfer to HZ | 调压器
EC2311 |  | AS1053 RF Generator |  |  | SH Lab | 86#4F-Multimedia test lab | I | 2006-10-30 | — | SIMT | Disposal | calibration:fail(06.11.09)stop to use | AS1053信号发生器
EC2312 |  | Delayed device for switch endurance test |  |  | SH Lab | 86#1F-General test lab | II | 2019-12-01 | 2020-11-30 | ES AW | Closed |  | 开关耐久性延迟设备
EC2313 |  | Delayed device for switch endurance test |  |  | SH Lab | 86#1F-General test lab | II | 2019-12-01 | 2020-11-30 | ES AW | Closed |  | 开关耐久性延迟设备
EC2314 |  | Delayed device for switch endurance test |  |  | SH Lab | 86#1F-General test lab | II | 2019-12-01 | 2020-11-30 | ES AW | Closed |  | 开关耐久性延迟设备
EC2315 |  | Temperature and Humidity Recorder |  | 200103144 | SH Lab | 86#4F-Multimedia test lab | I | 2018-03-29 | — | JSMI | Out of service | 未找到 | 温湿度记录仪
EC2316 |  | Gauge |  |  | CN FAC | 86#4F-Calibration room | I | 2019-11-20 | 2020-11-19 | SIMT | Closed | calibrating | 10mm 量块
EC2317 |  | Apparatus for pressure test at high temperature |  |  | SH Lab | 85#5F-ACCE & LUM test lab | II | 2020-09-09 | 2021-09-08 | EC JK | Closed |  | 高温压缩试验装置
EC2318 |  | Temperature and Humidity Recorder |  |  | SH Lab | 86#4F-Multimedia test lab | II |  | — | SIMT | Disposal | Out of service | 温湿度记录仪
EC2319 |  | Variable Transformer |  |  | SH Lab | 86#3F-Construction test lab (Ⅱ) | III | 2001-11-01 | — |  | Disposal |  | 调压器
EC2320 |  | Variable Transformer |  |  | SH Lab | 86#4F-Multimedia test lab | III | 2001-11-01 | — |  | Disposal | Scrap | 调压器
EC2321 |  | Isolating Transformer |  |  | SH Lab | 86#4F-Multimedia test lab | III | 2001-11-01 | — |  | Closed |  | 隔离变压器
EC2322 |  | Cord oscillating \flexing tester |  |  | SH Lab | 85#5F-ACCE & LUM test lab | II | 2006-12-21 | — | ES JH | Disposal |  | 电缆弯曲试验机
EC2323 |  | Temperature and Humidity Recorder |  | 16193 | CN FAC | 86#4F-Calibration room | I | 2020-07-30 | 2021-07-29 | JSMI | Closed | calibrating | 温湿度记录仪
EC2324 |  | Universal Tools Microscope |  | 1068 | CN FAC | 86#4F-Calibration room | I | 2019-10-24 | 2020-10-23 | SIMT | Calibrating |  | 万用工具显微镜
EC2324 | 1 | Universal Tools Microscope | 新改造机型CCD |  | CN FAC | 86#4F-Calibration room | III | 2012-12-04 | — | ES AW | Closed |  | 万用工具显微镜
EC2324 | 3 | Digital millimeter |  |  | CN FAC | 86#4F-Calibration room | I | 2018-06-05 | — | SIMT | Out of service | 封存 | 数显千分表
EC2324 | 4 | Micrometer |  |  | CN FAC | 86#4F-Calibration room | III | 2007-05-08 | — | ES JH | Closed |  | 杠杆千分表
EC2324 | 5 | Optical circular dividing table |  |  | CN FAC | 86#4F-Calibration room | I | 2019-10-24 | 2020-10-23 | SIMT | Calibrating |  | 光学分度台
EC2324 | 6 | Plug gauge | NA | NA | CN FAC | 86#4F-Calibration room | II | 2020-03-15 | 2021-03-14 | EC JZ | Closed | NA | 塞规
EC2325 |  | Slide-Wire Resistor |  |  | SH Lab | 86#1F-Tools & machinery test lab | III | 2001-11-16 | — |  | Closed |  | 滑线变阻器
EC2326 |  | AC Hi-Pot tester |  | 90017 | SH Lab | 86#1F-Tools & machinery test lab | I | 2020-05-14 | 2021-05-13 | JSMI | Closed |  | 交流耐压仪
EC2327 |  | Apparatus for switch endurance test |  |  | CN FAC | 86#4F-Calibration room | III | 2001-11-09 | — |  | Closed | Accessory of EC2306 | 开关耐久性测试设备
EC2328 |  | AC Hi-Pot tester |  | 90018 | SH Lab | 86#4F-Multimedia test lab | I | 2018-01-04 | — | JSMI | Out of service | 2018.3.7封存 | 交流耐压仪
EC2329 |  | DC Hi-Pot tester |  |  | SH Lab | 86#4F-Multimedia test lab | I | 2008-05-30 | — | STIEA | Disposal |  | 直流耐压仪
EC2330 |  | Apparatus for checking security of lampholder contacts |  |  | SH Lab | 51#7F-LUM test lab | II | 2019-11-07 | 2020-11-06 | ES AW | Closed |  | 检查灯座接触安全用装置
EC2331 |  | The measuring apparatus for PT brake-time |  |  | SH Lab | 86#1F-Garden tools test lab (Ⅰ) | III | 2001-12-05 | — |  | Closed |  | 电动工具制动时间测量设备
EC2332 |  | Calibrating device for pressure/oxygen meter |  |  | SH Lab | 86#1F-Garden tools test lab (Ⅰ) | III | 2001-12-05 | — |  | Disposal |  | 压力表氧气表两用校验装置
EC2333 |  | Metallic support for electrical iron |  |  | SH Lab | 86#3F-Construction test lab (Ⅱ) | III | 2000-06-10 | — |  | Closed | Scrap | 电熨斗支架
EC2334 |  | Mounting box for flash-type transformer |  |  | SH Lab | 86#2F-Power supply test lab | III | 2001-01-15 | — |  | Closed |  | Flash型变压器用固定盒
EC2335 |  | Mounting box for flash-type transformer |  |  | SH Lab | 86#2F-Power supply test lab | III | 2001-01-15 | — |  | Closed |  | Flash型变压器用固定盒
EC2336 |  | Mounting box for flash-type transformer |  |  | SH Lab | 86#2F-Power supply test lab | III | 2001-01-15 | — |  | Closed |  | Flash型变压器用固定盒
EC2337 |  | Apparatus for pressure test |  |  | SH Lab | 85#5F-Gauge room | II | 2020-01-12 | 2021-01-11 | EC JK | Closed |  | 压力测试装置
EC2337 | 2 | Test Plane |  |  | SH Lab | 85#5F-Gauge room | II | 2020-01-12 | 2021-01-11 | EC JK | Closed |  | Test Plane
EC2337 | 301 | Steel Plate |  |  | SH Lab | 85#5F-Gauge room | II | 2020-01-12 | 2021-01-11 | EC JK | Closed |  | 压力测试装置
EC2337 | 302 | Steel Plate |  |  | SH Lab | 85#5F-Gauge room | II | 2020-01-12 | 2021-01-11 | EC JK | Closed |  | 压力测试装置
EC2337 | 4 | Steel plate |  |  | SH Lab | 85#5F-Gauge room | II | 2020-01-12 | 2021-01-11 | EC JK | Closed |  | 压力测试装置
EC2338 |  | Signal generator |  | 100435 | SH Lab | 86#4F-EMC test lab | I | 2019-11-29 | 2020-11-28 | SIMT | Closed | ADT CS Test Workbench V 7.4.00 | 信号发生器
EC2339 |  | Electric Iron Dropping Tester |  |  | XM Lab | Xiamen test lab | II | 2015-03-02 | — | ES CZ | Out of service | 封存 | 电熨斗跌落试验装置
EC2340 |  | Creepage Distance Gauges |  |  | SH Lab | 85#5F-Gauge room | II | 2010-02-24 | — | ES LWF | Out of service |  | 电气间隙测试量规
EC2341 |  | Creepage Distance Gauges |  |  | SH Lab | 85#5F-Gauge room | II | 2010-02-24 | — | ES LWF | Out of service |  | 电气间隙测试量规
EC2342 |  | Creepage Distance Gauges |  |  | SH Lab | 86#3F-Heating & motor test lab | II |  | — |  | Disposal | Scrap | 电气间隙测试量规
EC2343 |  | Test Corner |  |  | YY Eng | Yuyao test lab | III | 2002-01-09 | — |  | Closed |  | 试验角
EC2344 |  | Test Corner |  |  | SH Lab | 86#3F-Home appliance test lab | III | 2002-01-09 | — |  | Closed |  | 试验角
EC2345 |  | Test Corner |  |  | SH Lab | 85#5F-ACCE & LUM test lab | III | 2002-01-09 | — |  | Closed |  | 试验角
EC2346 |  | Test Finger |  |  | SH Lab | 51#7F-LUM test lab | II | 2020-05-17 | 2021-05-16 | ES AW | Closed |  | 试验指
EC2347 |  | Test Finger |  |  | SH Lab | 86#1F-Garden tools test lab (Ⅰ) | II | 2020-02-14 | 2021-02-13 | EC JK | Closed |  | 试验指
EC2348 |  | Calibration Jig for Fuse Link |  |  | SH Lab | 85#5F-ACCE & LUM test lab | III | 2002-01-18 | — |  | Disposal |  | 保险丝校验装置
EC2349 |  | Variable Transformer |  |  | SH Lab | 86#1F-Garden tools test lab (Ⅰ) | III | 2002-01-18 | — |  | Closed |  | 调压器
EC2350 |  | Variable Transformer |  |  | SH Lab | 86#1F-Endurance test lab | III | 2002-01-18 | — |  | Closed |  | 调压器
EC2351 |  | Variable Transformer |  |  | SH Lab | 86#1F-Garden tools test lab (Ⅰ) | III | 2002-01-18 | — |  | Closed |  | 调压器
EC2352 |  | AC Load |  |  | SH Lab | 85#5F-ACCE & LUM test lab | III | 2002-01-20 | — |  | Closed |  | 开关电寿命试验用AC负载箱
EC2353 |  | AC Load |  |  | SH Lab | 85#5F-ACCE & LUM test lab | III | 2002-01-20 | — |  | Closed |  | 开关电寿命试验用AC负载箱
EC2354 |  | Variable Transformer |  |  | SH Lab | 86#1F-Tools & machinery test lab | III | 2002-01-29 | — |  | Out of service |  | 调压器
EC2355 |  | Digital Multimeter |  |  | SH Lab | 86#1F-Tools & machinery test lab | II | 2020-03-08 | 2021-03-07 | EC JZ | Closed |  | 数字万用表
EC2356 |  | Digital Multimeter |  |  | SH Lab | 86#1F-Tools & machinery test lab | II |  | — |  | Disposal | Scrap | 数字万用表
EC2357 |  | Thermometer |  | 79660084 | SH Lab | 51#7F-LUM test lab | II | 2020-01-07 | 2021-01-06 | ES AW | Closed |  | 点温计
EC2358 |  | Dual Display Multimeter |  |  | SH Lab | 85#5F-ACCE & LUM test lab | II | 2007-07-20 | — | ES JH | Out of service | Transfer to HZ | 数字双显示万用表
EC2359 |  | Oscilloscope |  | B011252 | SH Lab | 86#2F-Power supply test lab | I | 2013-01-05 | — | SIMT | Disposal |  | 示波器
EC2360 |  | Digital Caliper |  | 1111543 | CN FAC | 86#4F-Calibration room | I | 2018-05-24 | — | SIMT | Out of service | 显示不良，2018.8.1封存 | 电子数显卡尺
EC2361 |  | Digital Caliper |  | 1111553 | SH Lab | 86#2F-Power supply test lab | I | 2020-03-06 | 2021-03-05 | SQI | Closed |  | 电子数显卡尺
EC2362 |  | Digital Caliper |  | 7-70466 | CN FAC | 86#4F-Calibration room | I | 2020-03-06 | 2021-03-05 | JSMI | Closed |  | 电子数显卡尺
EC2363 |  | Apparatus for air water cold chiller |  |  | SH Lab | 86#3F-Home appliance test lab | III | 2001-11-09 | — |  | Closed |  | 冷水机组
EC2363 | 1 | AC/DC Digital Power Meter |  |  | SH Lab | 86#3F-Home appliance test lab | I | 2016-01-18 | — | SIMT | Out of service | 封存，2017.2.7 | 数字交直流功率表
EC2363 | 10 | AC Current Probe | JM865A | 205547FKDV | SH Lab | 86#3F-Construction test lab (Ⅱ) | I | 2016-01-18 | — | SIMT | Out of service | 封存，2017.2.7 | 电流钳
EC2363 | 11 | AC Current Probe | JM865A | 205545FKDV | SH Lab | 86#3F-Construction test lab (Ⅱ) | I | 2016-01-18 | — | SIMT | Out of service | 封存，2017.2.7 | 电流钳
EC2363 | 12 | AC Current Probe | JM865A | 205546FKDV | SH Lab | 86#3F-Construction test lab (Ⅱ) | I | 2016-01-18 | — | SIMT | Out of service | 封存，2017.2.7 | 电流钳
EC2363 | 2 | Thermometer |  |  | SH Lab | 86#3F-Home appliance test lab | I | 2016-01-13 | — | SIMT | Out of service | 封存，2017.2.7 | 点温计
EC2363 | 3 | AC Digital Clamp Meter |  |  | SH Lab | 86#3F-Home appliance test lab | I | 2013-05-28 | — | SIMT | Out of service |  | 数字钳形电流表
EC2363 | 4 | AC Digital Clamp Meter |  |  | SH Lab | 86#3F-Home appliance test lab | I | 2013-05-28 | — | SIMT | Out of service |  | 数字钳形电流表
EC2363 | 5 | AC Digital Clamp Meter |  |  | SH Lab | 86#3F-Home appliance test lab | I | 2013-05-28 | — | SIMT | Out of service |  | 数字钳形电流表
EC2363 | 6 | Industrial Platinum Resistance |  |  | SH Lab | 86#3F-Home appliance test lab | I | 2016-01-13 | — | SIMT | Out of service | 封存，2017.2.7 | 铂电阻
EC2363 | 7 | Industrial Platinum Resistance |  |  | SH Lab | 86#3F-Home appliance test lab | I | 2016-01-13 | — | SIMT | Out of service | 封存，2017.2.7 | 铂电阻
EC2363 | 8 | Industrial Platinum Resistance |  |  | SH Lab | 86#3F-Home appliance test lab | I | 2016-01-13 | — | SIMT | Out of service | 封存，2017.2.7 | 铂电阻
EC2363 | 9 | Industrial Platinum Resistance |  |  | SH Lab | 86#3F-Home appliance test lab | I | 2016-01-13 | — | SIMT | Out of service | 封存，2017.2.7 | 铂电阻
EC2364 |  | AC Digital Power Meter | ZW1403 |  | CN FAC | 86#4F-Facility fixing room | II | 2015-04-30 | — | ES CZ | Out of service |  | 数字交流功率表
EC2365 |  | Data Acquisition/Switch Unit |  |  | CN FAC | 86#4F-Calibration room | II | 2020-01-17 | 2021-01-16 | ES AW | Closed | Agilent BenchLink Data Logger 3版本4.2.00 | 数据采集仪
EC2366 |  | Surge Tester |  |  | SH Lab | 86#4F-Multimedia test lab | II |  | — | ES JH | Disposal | calibrating | 脉冲测试仪
EC2367 |  | Variable Transformer |  |  | SH Lab | 86#4F-Multimedia test lab | III | 2001-09-16 | — |  | Closed |  | 调压器
EC2368 |  | Pressure Meter |  |  | SH Lab | 86#4F-Multimedia test lab | I |  | — | SIMT | Disposal |  | 压力表
EC2369 |  | Test Finger |  |  | SH Lab | 86#4F-Multimedia test lab | II | 2020-01-20 | 2021-01-19 | EC JK | Closed |  | 试验指
EC2370 |  | Test Finger |  |  | SH Lab | 85#5F-Gauge room | II | 2020-01-20 | 2021-01-19 | EC JK | Closed |  | 试验指
EC2371 |  | Gauge |  |  | SH Lab | 85#5F-Gauge room | II |  | — |  | Disposal | Scrap | 保险丝量规
EC2372 |  | Weight |  |  | SH Lab | 86#3F-Construction test lab (Ⅱ) | II | 2020-03-07 | 2021-03-06 | ES AW | Closed |  | 砝码
EC2373 |  | Program Controller For Electric Tools Endurance Test |  |  | SH Lab | 86#3F-Construction test lab (Ⅱ) | II |  | — | ES JH | Disposal | stop to use temporarily | 电动工具耐久性测试检验器
EC2374 |  | Feeding Bottle |  |  | SH Lab | 86#3F-Construction test lab (Ⅱ) | III | 2002-03-12 | — |  | Closed |  | 哺乳瓶
EC2375 |  | Pendulum |  |  | SH Lab | 86#1F-Endurance test lab | II | 2020-03-07 | 2021-03-06 | ES AW | Closed |  | 摆锤
EC2376 |  | Pendulum |  |  | SH Lab | 86#1F-Garden tools test lab (Ⅰ) | II | 2020-03-14 | 2021-03-13 | EC JK | Closed |  | 摆锤
EC2377 |  | Variable Inductor |  |  | SH Lab | 86#1F-Garden tools test lab (Ⅰ) | III | 2002-03-19 | — |  | Closed |  | 开关耐久性测试用可调电抗器
EC2378 |  | Variable Inductor |  |  | SH Lab | 86#1F-Garden tools test lab (Ⅰ) | III | 2002-03-19 | — |  | Closed |  | 开关耐久性测试用可调电抗器
EC2379 |  | Variable Inductor |  |  | SH Lab | 86#1F-Garden tools test lab (Ⅰ) | III | 2002-03-19 | — |  | Closed |  | 开关耐久性测试用可调电抗器
EC2380 |  | Sand Bag |  |  | SH Lab | 86#1F-Garden tools test lab (Ⅰ) | III | 2002-03-21 | — |  | Closed |  | 沙袋
EC2381 |  | Gauge |  |  | SH Lab | 85#5F-Gauge room | II | 2020-02-24 | 2021-02-23 | ES AW | Closed |  | 量规 5107
EC2382 |  | Intergrating Sound Level Meter and Hand-Arm Vibration Meter |  |  | SH Lab | 86#1F-Tools & machinery test lab | I |  | — | JSMI | Disposal |  | 便携式声级和振动计
EC2382 | 1 | Sound Level Meter |  |  | SH Lab | 86#1F-Tools & machinery test lab | I |  | — | JSMI | Disposal |  | Sound Level Meter
EC2382 | 2 | Acoustical calibrator |  |  | SH Lab | 86#1F-Tools & machinery test lab | I |  | — | JSMI | Disposal |  | Acoustical calibrator
EC2382 | 3 | Calibration Exciter |  |  | SH Lab | 86#1F-Tools & machinery test lab | I | 2006-05-22 | — | JSMI | Out of service | Transfer to HZ | Calibration Exciter
EC2382 | 4 | Calibration Exciter |  |  | SH Lab | Hangzhou test lab | I | 2006-06-02 | — | JSMI | Disposal | transfer to HZ | Calibration Exciter
EC2383 |  | Steel Ball |  |  | SH Lab | 86#3F-Home appliance test lab | II | 2020-03-07 | 2021-03-06 | EC JK | Closed |  | Φ75mm钢球
EC2384 |  | Wooden sphere |  |  | SH Lab | 86#3F-Home appliance test lab | II | 2020-04-06 | 2021-04-05 | EC JZ | Closed |  | Φ200mm暗黑木球
EC2385 |  | Apparatus for spillage test |  |  | SH Lab | 86#3F-Home appliance test lab | II | 2020-04-05 | 2021-04-04 | ES AW | Closed |  | 溢水测试装置
EC2386 |  | Dielectric Strength Tester |  |  | SH Lab | 86#4F-Multimedia test lab | II | 2020-04-05 | 2021-04-04 | EC JK | Closed |  | 绝缘强度测试装置
EC2387 |  | Leakage Current Filter |  |  | SH Lab | 51#7F-LUM test lab | III | 2002-02-05 | — |  | Closed |  | 泄漏电流测试盒
EC2388 |  | Leakage Current Filter |  |  | SH Lab | 85#5F-ACCE & LUM test lab | II |  | — |  | Disposal | Scrap | 泄漏电流测试盒
EC2389 |  | Leakage Current Filter |  |  | SH Lab | 85#5F-ACCE & LUM test lab | II |  | — |  | Disposal | Scrap | 泄漏电流测试盒
EC2390 |  | Leakage Current Filter |  |  | SH Lab | 85#5F-ACCE & LUM test lab | II |  | — |  | Disposal | Scrap | 泄漏电流测试盒
EC2391 |  | Leakage Current Filter |  |  | SH Lab | 85#5F-ACCE & LUM test lab | II |  | — |  | Disposal | Scrap | 泄漏电流测试盒
EC2392 |  | Leakage Current Filter |  |  | SH Lab | 85#5F-ACCE & LUM test lab | II |  | — |  | Disposal | Scrap | 泄漏电流测试盒
EC2393 |  | Leakage Current Filter |  |  | SH Lab | 85#5F-Gauge room | II |  | — |  | Disposal | Scrap | 泄漏电流测试盒
EC2394 |  | Leakage Current Filter |  |  | SH Lab | 85#5F-ACCE & LUM test lab | II |  | — |  | Disposal | Scrap | 泄漏电流测试盒
EC2395 |  | Leakage Current Filter |  |  | SH Lab | 85#5F-ACCE & LUM test lab | II |  | — |  | Disposal | Scrap | 泄漏电流测试盒
EC2396 |  | Leakage Current Filter |  |  | SH Lab | 51#7F-LUM test lab | III | 2002-02-05 | — |  | Closed |  | 泄漏电流测试盒
EC2397 |  | CAP Discharge Box |  |  | SH Lab | 85#5F-ACCE & LUM test lab | III | 2002-02-05 | — | ES JH | Closed |  | 放电试验开关
EC2398 |  | Switch box for 4 wires resistance measurement |  |  | SH Lab | 85#5F-ACCE & LUM test lab | III | 2002-02-05 | — |  | Disposal | Scrap | 4线法测电阻用开关盒
EC2399 |  | Vessel |  |  | SH Lab | 86#3F-Construction test lab (Ⅱ) | III | 2002-04-02 | — |  | PL accepted, archiving files |  | 扁平烤盘测试用容器
EC2400 |  | Switch Box for Leakage Current Filter |  |  | SH Lab | 86#1F-Tools & machinery test lab | III | 2002-04-02 | — |  | Closed |  | 泄露电流用开关盒
EC2401 |  | Test corner |  |  | SH Lab | 85#5F-ACCE & LUM test lab | III | 2002-04-02 | — |  | Closed |  | 试验角
EC2402 |  | Test rod |  |  | SH Lab | 86#3F-Construction test lab (Ⅱ) | II | 2020-03-07 | 2021-03-06 | EC JK | Closed |  | 铁棒
EC2403 |  | Test rod |  |  | SH Lab | 86#1F-Tools & machinery test lab | II | 2020-03-09 | 2021-03-08 | EC JK | Closed |  | Φ3mm铁棒
EC2404 |  | Foot probe |  |  | SH Lab | 86#2F-Construction test lab(Ⅰ) | II | 2011-04-02 | — | ES LWF | Damaged |  | 试验腿
EC2405 |  | Switch Box for Leakage Current Filter |  |  | SH Lab | 86#3F-Construction test lab (Ⅱ) | III | 2002-04-02 | — |  | Closed |  | 泄露电流用开关盒
EC2406 | 1 | Pressure Meter |  |  | SH Lab | 86#3F-Heating & motor test lab | I |  | — | SIMT | Disposal |  | 压力表
EC2406 | 2 | Pressure Meter |  |  | SH Lab | 86#3F-Heating & motor test lab | I |  | — |  | Disposal |  | 压力表
EC2406 | 3 | Pressure Meter |  |  | SH Lab | 86#3F-Home appliance test lab | I |  | — | SIMT | Disposal | Damaged | 压力表
EC2406 | 4 | Pressure Meter |  |  | SH Lab | 86#3F-Home appliance test lab | I | 2008-06-16 | — | SIMT | Out of service |  | 压力表
EC2406 | 5 | Pressure Meter |  |  | SH Lab | 86#3F-Heating & motor test lab | I | 2020-06-04 | 2021-06-03 | JSMI | Closed |  | 压力表
EC2407 |  | Test corner |  |  | SH Lab | 86#3F-Heating & motor test lab | III | 2002-04-09 | — |  | Disposal |  | 试验角
EC2408 |  | Plate for Endurance Apparatus for sander |  |  | SH Lab | 86#1F-Tools & machinery test lab | III | 2008-02-15 | — | ES LWF | Closed |  | 磨沙机耐久性测试板
EC2409 |  | Apparatus for water evaporation and for accumulation of frost |  |  | SH Lab | 86#3F-Home appliance test lab | II | 2008-04-05 | — | ES JH | Repairing |  | 蒸发和积霜设备
EC2409 | 1 | resistance | 500欧 |  | SH Lab | 86#3F-Home appliance test lab | II | 2019-10-08 | 2020-10-07 | ES AW | Closed |  | 电阻
EC2410 |  | Test rod |  |  | SH Lab | 86#3F-Heating & motor test lab | II | 2020-04-05 | 2021-04-04 | EC JK | Closed |  | Φ75mm试验棒
EC2411 |  | Scratching tool tip |  |  | SH Lab | 86#3F-Heating & motor test lab | II |  | — |  | Disposal | Scrap | 刮擦工具
EC2412 |  | Sheet of Polyethylene |  |  | SH Lab | 86#3F-Heating & motor test lab | II |  | — |  | Disposal | Scrap | 聚乙烯板
EC2413 |  | Tumbling barrel tester |  |  | SH Lab | 86#2F-Power supply test lab | II | 2020-01-13 | 2021-01-12 | ES AW | Closed |  | 滚筒试验机
EC2414 |  | Φ152mmTest box for Lampholder temperature rise |  |  | SH Lab | 85#5F-ACCE & LUM test lab | III | 2001-03-06 | — |  | Closed |  | Φ152mm灯座温升试验盒
EC2415 |  | Isolating Transformer |  |  | SH Lab | 85#5F-ACCE & LUM test lab | III | 2002-04-12 | — |  | Closed |  | 隔离变压器
EC2416 |  | Variable Transformer |  |  | SH Lab | 85#5F-ACCE & LUM test lab | III | 2002-04-12 | — |  | Disposal | SCR(2005-3-11) | 调压器
EC2417 |  | Apparatus for short current test of batteries |  |  | SH Lab | 85#5F-ACCE & LUM test lab | III | 2002-04-12 | — |  | Closed |  | 电池短路测试设备
EC2418 |  | Test rod |  |  | SH Lab | 86#1F-Garden tools test lab (Ⅰ) | II | 2020-04-19 | 2021-04-18 | ES AW | Closed |  | 测试棒
EC2419 |  | Tonometer |  |  | SH Lab | 86#1F-Tools & machinery test lab | I | 2007-07-24 | — | SMMS | Disposal |  | 气压表
EC2420 |  | Angle gauge |  | 95381 | CN FAC | 86#4F-Calibration room | I | 2020-05-08 | 2021-05-07 | SIMT | Closed |  | 角度块
EC2421 |  | Gauge |  | 96614 | CN FAC | 86#4F-Calibration room | I | 2020-05-04 | 2021-05-03 | SIMT | Closed |  | 量块
EC2422 |  | Leakage Current Filter |  |  | SH Lab | 86#1F-Tools & machinery test lab | II |  | — |  | Disposal | Scrap | 泄漏电流测试盒
EC2423 |  | Test corner |  |  | SH Lab | 86#3F-Home appliance test lab | III | 2002-04-22 | — |  | Repairing |  | 试验角
EC2424 |  | Pendulum |  |  | SH Lab | 86#1F-Tools & machinery test lab | II | 2020-04-05 | 2021-04-04 | ES AW | Closed |  | 摆锤
EC2425 |  | Resistor |  |  | SH Lab | 86#2F-Power supply test lab | III | 2002-04-28 | — |  | Closed |  | 蓄电池测试用电阻
EC2426 |  | Test fingernail |  |  | SH Lab | 86#3F-Home appliance test lab | II | 2020-04-05 | 2021-04-04 | EC JK | Closed |  | 试验指甲
EC2427 |  | Metal-wire Guard |  |  | SH Lab | 86#3F-Construction test lab (Ⅱ) | II | 2020-06-03 | 2021-06-02 | EC JZ | Closed |  | 金属丝防护罩
EC2428 |  | Pulley with 200N weight |  |  | SH Lab | 86#3F-Heating & motor test lab | II | 2020-05-16 | 2021-05-15 | ES AW | Closed |  | 带200N砝码的滑轮
EC2429 |  | Gauge |  |  | SH Lab | 85#5F-Gauge room | II | 2020-05-08 | 2021-05-07 | EC JZ | Closed |  | 最小插拔力检查用量规
EC2430 |  | Test corner |  |  | SH Lab | 86#3F-Home appliance test lab | III | 2002-05-09 | — |  | Closed |  | 试验角
EC2431 |  | Test corner |  |  | SH Lab | 86#3F-Heating & motor test lab | III | 2002-05-09 | — |  | Disposal | 原先1楼工具 | 试验角
EC2432 |  | Test corner |  |  | SH Lab | 86#3F-Heating & motor test lab | III | 2002-05-09 | — |  | Disposal |  | 试验角
EC2433 |  | Test corner |  |  | SH Lab | 86#2F-Power supply test lab | III | 2002-05-09 | — |  | Closed |  | 试验角
EC2434 |  | Test corner |  |  | SH Lab | 85#5F-ACCE & LUM test lab | III | 2002-05-09 | — |  | Closed |  | 试验角
EC2435 |  | Test corner |  |  | SH Lab | 85#5F-ACCE & LUM test lab | III | 2002-05-09 | — |  | Closed |  | 试验角
EC2436 |  | Test corner |  |  | SH Lab | 86#2F-Power supply test lab | III | 2002-05-09 | — |  | Out of service |  | 试验角
EC2437 |  | High Temperature Oven |  | 2040150 | SH Lab | 85#5F-ACCE & LUM test lab | I | 2016-01-08 | — | JSMI | Disposal |  | 高温烘箱
EC2438 |  | DC Digital Power Meter |  |  | SH Lab | 86#2F-Power supply test lab | II |  | — | SMTI | Disposal |  | 数字直流功率表
EC2439 |  | Arc -ignition tester |  |  | SH Lab | 86#1F-Tools & machinery test lab | III | 2002-05-15 | — |  | Closed |  | 弧形点火测试仪
EC2440 |  | Single axis numerical value controller |  |  | SH Lab | 86#1F-Garden tools test lab (Ⅰ) | III | 2002-05-16 | — |  | Closed |  | 单轴数值控制器
EC2441 |  | Single axis numerical value controller |  |  | SH Lab | 86#1F-Garden tools test lab (Ⅰ) | III | 2002-05-16 | — |  | Closed |  | 单轴数值控制器
EC2442 |  | Variable Transformer |  |  | SH Lab | 86#3F-Home appliance test lab | III | 2002-04-12 | — |  | Closed |  | 调压器
EC2443 |  | Variable Transformer |  |  | SH Lab | 86#4F-Multimedia test lab | III | 2002-04-12 | — |  | Closed |  | 调压器
EC2444 |  | AC Frequency Converter |  |  | SH Lab | 86#3F-Home appliance test lab | III | 2002-05-20 | — |  | Out of service |  | 交流变频电源
EC2445 |  | Charcoal Tray |  |  | SH Lab | 86#3F-Home appliance test lab | II | 2020-05-19 | 2021-05-18 | EC JZ | Closed |  | 碳盆
EC2446 |  | Thermocouple with copper block |  |  | SH Lab | 86#3F-Home appliance test lab | II |  | — | ES JH | Disposal | 归入EC2072-1 | 带铜块热电偶
EC2447 |  | Digital Multimeter |  |  | XM Lab | Xiamen test lab | II | 2020-08-10 | 2021-08-09 | EC JZ | Closed |  | 数字万用表
EC2448 |  | Digital Multimeter |  |  | XM Lab | Xiamen test lab | II | 2020-05-13 | 2021-05-12 | EC JZ | Closed |  | 数字万用表
EC2449 |  | Oscilloscope |  |  | XM Lab | Xiamen test lab | I | 2020-03-09 | 2021-03-08 | XRCTT | Closed |  | 示波器
EC2450 |  | Data Acquisition/Switch Unit |  |  | SH Lab | 86#3F-Home appliance test lab | II | 2020-08-03 | 2021-08-02 | ES AW | Closed | Agilent BenchLink Data Logger 3版本4.2.00 | 数据采集仪
EC2451 |  | Digital Luxmeter |  | 20303379 | SH Lab | 86#4F-EMC test lab | I | 2012-06-05 | — | SIMT | Disposal |  | 照度计
EC2452 |  | Digital Caliper |  |  | CN FAC | 86#1F-General test lab | I | 2013-10-09 | — | SQI | Out of service | calibrating | 电子数显卡尺
EC2453 |  | Slide-Wire Resistor |  |  | XM Lab | Xiamen test lab | III | 2002-06-12 | — |  | Disposal |  | 滑线变阻器
EC2454 |  | Slide-Wire Resistor |  |  | XM Lab | Xiamen test lab | III | 2002-06-12 | — |  | Disposal |  | 滑线变阻器
EC2455 |  | Insulation resistance meter |  | 21338 | XM Lab | Xiamen test lab | I | 2016-07-12 | — | XRCTT | Disposal |  | 绝缘电阻表
EC2456 |  | Insulation resistance meter |  | 21601 | SH Lab | 86#2F-Construction test lab(Ⅰ) | I | 2020-06-12 | 2021-06-11 | JSMI | Closed | repairing | 绝缘电阻表
EC2457 |  | AC Digital Power Meter |  | 870010000 | SH Lab | 86#1F-General test lab | II | 2019-12-06 | 2020-12-05 | EC JK | Closed | AC | 数字交流功率表
EC2458 |  | AC Digital Power Meter |  | 870010000 | SH Lab | 86#3F-Home appliance test lab | II | 2017-07-19 | — | ES CZ | Disposal | AC(232 connector) | 数字交流功率表
EC2459 |  | 3-Axise Fixture |  |  | SH Lab | 86#1F-General test lab | III | 2002-06-13 | — |  | Closed |  | 3轴多用测试装置
EC2460 |  | Temperature and Humidity Recorder |  |  | SH Lab |  | II |  | — | SIMT | Disposal | Scrap | 温湿度记录仪
EC2461 |  | Digital scale |  | LE44715 | SH Lab | 86#4F-Multimedia test lab | I | 2020-01-02 | 2021-01-01 | JSMI | Closed |  | 电子秤
EC2462 |  | Stopwatch |  |  | SH Lab | 86#3F-Home appliance test lab | I | 2007-08-08 | — | SIMT | Disposal |  | 秒表
EC2463 |  | Stopwatch |  |  | SH Lab |  | I |  | — |  | Disposal | Scrap | 秒表
EC2464 |  | Solder bath |  |  | SH Lab | 85#5F-Gauge room | II | 2020-08-30 | 2021-08-29 | EC JK | Closed |  | 恒温熔炉
EC2465 |  | Digital Caliper |  |  | XM Lab | Xiamen test lab | I | 2020-03-06 | 2021-03-05 | XRCTT | Closed |  | 电子数显卡尺
EC2466 |  | Isolating Transformer |  | 2043980 | XM Lab | Xiamen test lab | III | 2002-04-24 | — |  | Closed |  | 隔离变压器
EC2467 |  | Resistor |  |  | CN FAC | 86#4F-Facility fixing room | III | 2002-07-02 | — |  | Closed |  | 校准用电阻
EC2468 |  | Pressure Testing Pump |  | 4006 | SH Lab | 86#3F-Cooking & HVAC test lab | III | 2002-07-03 | — |  | Closed |  | 试压泵
EC2468 | 1 | Pressure meter |  |  | SH Lab | 86#3F-Home appliance test lab | I | 2015-05-29 | — | SQI | Out of service |  | 压力表
EC2468 | 1 | Pressure Meter |  |  | SH Lab | 86#3F-Home appliance test lab | I | 2015-05-29 | 2016-05-28 | SQI | Calibrating | 用来替换 EC 2468-1 和 EC 2468-5 因计量超差而报废的两个 | 指针式压力表
EC2468 | 2 | Pressure meter |  |  | SH Lab |  | I |  | — |  | Disposal |  | 压力表
EC2468 | 3 | Pressure meter |  |  | SH Lab |  | I |  | — | SIMT | Disposal |  | 压力表
EC2468 | 4 | Pressure meter |  |  | SH Lab |  | I |  | — | SIMT | Disposal |  | 压力表
EC2468 | 5 | Pressure meter |  | 604449 | SH Lab | 86#3F-Cooking & HVAC test lab | I | 2020-04-29 | 2021-04-28 | JSMI | Closed |  | 压力表
EC2468 | 5 | Pressure Meter |  |  | SH Lab | 86#3F-Home appliance test lab | I | 2020-04-29 | 2021-04-28 | JSMI | Closed | 用来替换 EC 2468-1 和 EC 2468-5 因计量超差而报废的两个 | 指针式压力表
EC2468 | 6 | Pressure meter |  | 604443 | SH Lab | 86#3F-Cooking & HVAC test lab | I | 2008-08-19 | — | SIMT | Disposal |  | 压力表
EC2468 | 7 | Pressure meter |  | 504394 | SH Lab | 86#3F-Cooking & HVAC test lab | I | 2013-06-06 | — | SIMT | Disposal |  | 压力表
EC2468 | 8 | Pressure meter |  | 504391 | SH Lab | 86#3F-Cooking & HVAC test lab | I | 2020-04-29 | 2021-04-28 | JSMI | Closed |  | 压力表
EC2469 |  | Soldering Tool |  |  | SH Lab | 85#5F-Gauge room | II | 2020-08-30 | 2021-08-29 | EC JK | Closed |  | 焊接工具
EC2470 |  | Thermo-anemometer |  |  | SH Lab | 86#2F-Construction test lab(Ⅰ) | I |  | — | SIMT | Disposal |  | 风速温度计
EC2471 | 1 | Plug gauge “A” for checking maximum insertion force and maximum withdraw force in lampholders G23 |  |  | SH Lab | 51#7F-LUM test lab | II | 2020-06-23 | 2021-06-22 | EC JK | Closed |  | 灯座量规
EC2471 | 2 | Plug gauge “B” for checking maximum insertion force in lampholder |  |  | SH Lab | 51#7F-LUM test lab | II | 2020-06-23 | 2021-06-22 | EC JK | Closed |  | 灯座量规
EC2471 | 3 | Plug gauge “C”for checking minimum retention force in lampholders G23 |  |  | SH Lab | 51#7F-LUM test lab | II | 2020-06-23 | 2021-06-22 | EC JK | Closed |  | 灯座量规
EC2471 | 4 | Gauge for lampholder |  |  | SH Lab | 51#7F-LUM test lab | II | 2020-06-23 | 2021-06-22 | EC JK | Closed |  | 灯座量规
EC2471 | 5 | Gauge for lampholder |  |  | SH Lab | 51#7F-LUM test lab | II | 2020-06-23 | 2021-06-22 | EC JK | Closed |  | 灯座量规
EC2471 | 6 | Gauge for Lamphold |  |  | SH Lab | 51#7F-LUM test lab | II | 2020-06-23 | 2021-06-22 | EC JK | Closed |  | 灯座量规
EC2472 |  | Torque tester for stalled motor |  |  | SH Lab |  | I |  | — | SIMT | Disposal |  | 堵转扭矩测试仪
EC2473 |  | Digital scale |  |  | SH Lab |  | I |  | — | JSMI | Disposal |  | 电子秤
EC2474 |  | Digital scale |  | SAW58748 | SH Lab | 86#1F-General test lab | I | 2020-07-07 | 2021-07-06 | JSMI | Closed |  | 电子秤
EC2475 |  | DC Analog Current Meter |  | 506-3 | SH Lab | 86#2F-Power supply test lab | I | 2011-07-07 | — | SIMT | Disposal |  | 模拟直流电流表
EC2476 |  | AC High Voltage/Insulation Resistance Tester |  | 9008 | SH Lab | 85#5F-ACCE & LUM test lab | I | 2020-07-07 | 2021-07-06 | JSMI | Closed |  | 耐电压/绝缘阻抗测试仪
EC2477 |  | Resistor |  |  | SH Lab | 86#2F-Power supply test lab | III | 2002-07-10 | — |  | Closed |  | 校准用电阻
EC2478 |  | Resistor |  |  | CN FAC | 86#4F-Facility fixing room | III | 2002-07-10 | — |  | Closed |  | 校准用电阻
EC2479 |  | Combustible Gas Detector |  | 702490 | SH Lab | 86#3F-Construction test lab (Ⅱ) | I | 2018-04-18 | — | SIMT | Out of service |  | 易燃易爆气体检测仪
EC2480 |  | Gauge |  |  | SH Lab | 51#7F-LUM test lab | II | 2020-07-14 | 2021-07-13 | ES AW | Closed |  | 检查灯座螺纹位置用量规
EC2481 |  | Mounting device for the impact test |  |  | SH Lab | 85#5F-Gauge room | II | 2020-07-18 | 2021-07-17 | EC JK | Closed |  | 冲击测试支架
EC2482 |  | Apparatus Impact test for free-standing control |  |  | SH Lab | 85#5F-ACCE & LUM test lab | III | 2002-07-22 | — | ES JH | Closed |  | 立式控制器冲击试验装置
EC2483 |  | Steel plate |  |  | SH Lab | 86#2F-Power supply test lab | III | 2002-07-22 | — |  | Closed |  | 跌落测试钢板
EC2484 |  | Test Corner |  |  | SH Lab | 86#4F-Multimedia test lab | III | 2002-07-23 | — |  | Closed |  | 试验角
EC2485 |  | Multi-product Calibrator |  |  | SH Lab |  | I |  | — | JSMI | Out of service |  | 多功能校正仪
EC2486 |  | Apparatus for testing the abrasion resistance of current-carrying hoses |  |  | SH Lab | 86#1F-General test lab | III | 2002-07-05 | — | ES JH | Closed |  | 载流软管抗磨损测试装置
EC2486 | 2 | Weight |  |  | SH Lab | 86#1F-General test lab | II | 2020-07-28 | 2021-07-27 | EC JK | Closed |  | 载流软管抗磨损测试装置
EC2487 |  | Apparatus for testing the resistance to flexing of current-carrying hoses |  |  | SH Lab | 86#1F-General test lab | III | 2002-07-05 | — | ES JH | Closed |  | 载流软管抗弯折力测试装置
EC2487 | 4 | Weight |  |  | SH Lab | 86#1F-General test lab | III | 2015-07-28 | — | ES CZ | Closed |  | 载流软管抗弯折力测试装置
EC2488 |  | Fixture for Endurance test for the connection contact of cordless kettle |  |  | SH Lab | 86#1F-General test lab | III | 2002-07-05 | — |  | Closed |  | 无绳壶耐久测试用夹具
EC2489 |  | Apparatus for testing the resistance to crushing of current-carrying hoses |  |  | CN FAC | 86#4F-Facility fixing room | III | 2002-07-05 | — |  | Closed |  | 载流软管抗变形测试装置
EC2490 |  | Apparatus for temperature rising test of flush-type socket-outlet |  |  | SH Lab | 85#5F-ACCE & LUM test lab | III | 2002-07-05 | — |  | Closed |  | 嵌入式插座温升试验装置
EC2491 |  | Gauge |  |  | SH Lab |  | II |  | — |  | Disposal | 6A-10A -1 | 单脚量规
EC2492 |  | Horizontal Reciprocating Test Apparatus |  |  | SH Lab | 86#1F-General test lab | II | 2020-09-09 | 2021-09-08 | EC JK | Closed |  | 水平往复测试装置
EC2493 |  | Apparatus for testing durability of markings on rating labels |  |  | SH Lab | 85#5F-Gauge room | III | 2002-08-02 | — |  | Closed |  | 测试额定值标签标记的耐久性设备
EC2494 |  | DC Power Box |  |  | SH Lab | 85#5F-ACCE & LUM test lab | III | 2002-08-05 | — |  | Closed |  | 直流电源盒
EC2495 |  | Three-pin test plug |  |  | SH Lab | 85#5F-Gauge room | II | 2020-07-28 | 2021-07-27 | EC JK | Closed |  | 三脚测试插头
EC2496 |  | Test Pin |  |  | SH Lab | 86#3F-Construction test lab (Ⅱ) | II |  | — | ES LWF | Disposal |  | 试验销
EC2497 |  | Test Pin |  |  | SH Lab |  | II |  | — | ES LWF | Disposal |  | 试验销
EC2498 |  | Torque Screwdriver |  |  | SH Lab |  | II |  | — |  | Disposal | Scrap | 扭力螺丝刀
EC2499 |  | Torque Screwdriver |  |  | SH Lab |  | I |  | — | SIMT | Disposal | can't be found | 扭力螺丝刀
EC2500 |  | Torque Screwdriver |  | 444774P | SH Lab | 86#2F-Construction test lab(Ⅰ) | I | 2017-08-23 | — | JSMI | Disposal |  | 扭力螺丝刀
EC2501 |  | Torque Screwdriver |  |  | SH Lab |  | II |  | — |  | Disposal | Scrap | 扭力螺丝刀
EC2502 |  | Torque Screwdriver |  |  | SH Lab |  | II |  | — |  | Disposal | Scrap | 扭力螺丝刀
EC2503 |  | Torque Screwdriver |  |  | CN FAC | 86#4F-Calibration room | I | 2006-12-07 | — | SIMT | Damaged |  | 扭力螺丝刀
EC2504 |  | Single-Pin test plug |  |  | SH Lab | 85#5F-Gauge room | II | 2020-08-08 | 2021-08-07 | ES AW | Closed |  | 单脚测试插头
EC2505 |  | Hardwood Board |  |  | SH Lab | 86#3F-Training equipment test lab | III | 2000-05-15 | — |  | Closed |  | 硬木板
EC2506 |  | Φ203mm Test box for Lampholder temperature rise |  |  | XM Lab | Xiamen test lab | III | 2001-03-06 | — |  | Closed |  | Φ203mm灯座温升测试箱
EC2507 |  | Fixture with steel-wire driving for switch endurance test |  |  | SH Lab | 86#3F-Home appliance test lab | III | 2002-08-01 | — |  | Closed |  | 开关耐久性测试用钢丝 驱动器支架
EC2508 |  | Sand Bag |  |  | SH Lab | 85#5F-ACCE & LUM test lab | III | 2002-08-20 | — |  | Closed |  | 沙袋
EC2509 |  | Probe for measuring surface temperature |  |  | SH Lab | 86#3F-Construction test lab (Ⅱ) | II | 2020-08-11 | 2021-08-10 | EC JK | Closed |  | 测量表面温度用探针
EC2510 |  | Pink noise generator |  | 73 | XM Lab | Xiamen test lab | I | 2020-03-05 | 2021-03-04 | JSMI | Closed |  | 粉红噪声发生器
EC2511 |  | 12 Way Type K Selector Unit |  |  | SH Lab | 86#3F-Heating & motor test lab | III | 2002-08-27 | — |  | Closed |  | 12路K型选择器
EC2512 |  | 12 Way Type K Selector Unit |  |  | SH Lab | 85#5F-ACCE & LUM test lab | III | 2002-08-27 | — |  | Closed |  | 12路K型选择器
EC2513 |  | 12 Way Type K Selector Unit |  |  | SH Lab | 86#1F-Tools & machinery test lab | III | 2002-08-27 | — |  | Closed |  | 12路K型选择器
EC2514 |  | 12 Way Type K Selector Unit |  |  | SH Lab | 86#4F-Multimedia test lab | III | 2002-08-27 | — |  | Closed |  | 12路K型选择器
EC2515 |  | 12 Way Type K Selector Unit |  |  | SH Lab | 86#4F-EMC test lab | III | 2002-08-27 | — |  | Closed |  | 12路K型选择器
EC2516 |  | 12 Way Type K Selector Unit |  |  | SH Lab | 85#5F-ACCE & LUM test lab | III | 2002-08-27 | — |  | Closed |  | 12路K型选择器
EC2517 |  | 12 Way Type K Selector Unit |  |  | CN FAC | 86#4F-Facility fixing room | III | 2002-08-27 | — |  | Closed |  | 12路K型选择器
EC2518 |  | 12 Way Type K Selector Unit |  |  | CN FAC | 86#4F-Facility fixing room | III | 2002-08-27 | — |  | Closed |  | 12路K型选择器
EC2519 |  | 12 Way Type K Selector Unit |  |  | CN FAC | 86#4F-Facility fixing room | III | 2002-08-27 | — |  | Closed |  | 12路K型选择器
EC2520 |  | 12 Way Type K Selector Unit |  |  | CN FAC | 86#4F-Facility fixing room | III | 2002-08-27 | — |  | Closed |  | 12路K型选择器
EC2521 |  | Digital Caliper |  | 2061500 | SH Lab | 86#2F-Construction test lab(Ⅰ) | I | 2008-12-04 | — | SIMT | Disposal |  | 电子数显卡尺
EC2522 |  | Digital Caliper |  | 20051900 | SH Lab | 86#3F-Construction test lab (Ⅱ) | I | 2016-01-18 | — | JSMI | Out of service |  | 电子数显卡尺
EC2523 |  | Test Pin |  |  | SH Lab | 86#3F-Construction test lab (Ⅱ) | II | 2019-11-02 | 2020-11-01 | EC JZ | Closed |  | 长试验销
EC2524 |  | Photo Comp |  |  | SH Lab |  | I |  | — |  | Disposal | Out of service, | 激光功率计
EC2525 |  | Measuring rod for battery jumper cable set test |  |  | CN FAC | 86#4F-Calibration room | II | 2020-09-09 | 2021-09-08 | EC JK | Closed |  | 鳄鱼夹试验棒
EC2526 |  | Data Acquisition/Switch Unit |  |  | SH ACCE | 85#5F-ACCE & LUM test lab | II | 2020-08-18 | 2021-08-17 | ES AW | Closed | Agilent BenchLink Data Logger 3版本4.2.00 | 数据采集仪
EC2527 |  | Data Acquisition/Switch Unit |  |  | SH Lab | 86#3F-Heating & motor test lab | II | 2020-01-12 | 2021-01-11 | ES AW | Closed | Agilent BenchLink Data Logger 3版本4.2.00 | 数据采集仪
EC2528 |  | Apparatus for measuring the air steam temperature of hand-supported hair dryers |  |  | SH Lab | 86#3F-Home appliance test lab | III | 2002-09-12 | — |  | Closed |  | 手持式电吹风气流温度测试装置
EC2529 |  | Test apparatus for impact test |  |  | SH Lab | 85#5F-ACCE & LUM test lab | III | 2002-09-09 | — |  | Closed |  | 冲击试验辅助装置
EC2530 |  | Digital Milliohm Meter |  |  | SH Lab | 86#3F-Home appliance test lab | III | 2007-08-24 | — | ES JH | Disposal | calibrating | 数字毫欧表
EC2531 |  | Test corner |  |  | SH Lab | 85#5F-ACCE & LUM test lab | III | 2002-09-12 | — |  | Closed |  | 试验角
EC2532 |  | Apparatus for globule solder ability test |  |  | SH Lab | 85#5F-Gauge room | II | 2020-09-09 | 2021-09-08 | EC JK | Closed |  | 焊珠焊接性能测试装置
EC2533 |  | Indentation device |  |  | SH Lab | 51#7F-LUM test lab | II | 2020-09-07 | 2021-09-06 | ES AW | Closed |  | 压缩装置
EC2534 |  | AC Linear Power Source |  |  | SH Lab | 86#1F-General test lab | III | 2002-09-19 | — |  | Disposal |  | 交流稳压电源
EC2535 |  | Weight |  |  | SH Lab | 85#5F-Gauge room | III | 2014-09-09 | — | ES CZ | Closed |  | 砝码
EC2536 |  | Gauge |  |  | SH Lab | 86#3F-Construction test lab (Ⅱ) | II | 2020-09-08 | 2021-09-07 | EC JK | Closed |  | 4-15mm量规
EC2537 |  | Leakage Current Filter |  |  | SH Lab |  | II |  | — |  | Disposal | Scrap | 泄漏电流测试盒
EC2538 |  | Leakage Current Filter |  |  | SH Lab |  | II |  | — |  | Disposal | Scrap | 泄漏电流测试盒
EC2539 |  | Leakage Current Filter |  |  | SH Lab |  | II |  | — |  | Disposal | Scrap | 泄漏电流测试盒
EC2540 |  | Leakage Current Filter |  |  | SH Lab |  | II |  | — |  | Disposal | Scrap | 泄漏电流测试盒
EC2541 |  | Leakage Current Filter |  |  | SH Lab |  | II |  | — |  | Disposal | Scrap | 泄漏电流测试盒
EC2542 |  | Leakage Current Filter |  |  | SH Lab |  | II |  | — |  | Disposal | Scrap | 泄漏电流测试盒
EC2543 |  | Leakage Current Filter |  |  | SH Lab |  | II |  | — |  | Disposal | Scrap | 泄漏电流测试盒
EC2544 |  | Leakage Current Filter |  |  | SH Lab |  | II |  | — |  | Disposal | Scrap | 泄漏电流测试盒
EC2545 |  | Leakage Current Filter |  |  | SH Lab |  | II |  | — |  | Disposal | Scrap | 泄漏电流测试盒
EC2546 |  | Leakage Current Filter |  |  | SH Lab |  | II |  | — |  | Disposal | Scrap | 泄漏电流测试盒
EC2547 |  | Leakage Current Filter |  |  | SH Lab |  | II |  | — |  | Disposal | Scrap | 泄漏电流测试盒
EC2548 |  | Leakage Current Filter |  |  | SH Lab |  | II |  | — |  | Disposal | Scrap | 泄漏电流测试盒
EC2549 |  | Leakage Current Filter |  |  | SH Lab |  | II |  | — |  | Disposal | Scrap | 泄漏电流测试盒
EC2550 |  | Leakage Current Filter |  |  | SH Lab |  | II |  | — |  | Disposal | Scrap | 泄漏电流测试盒
EC2551 |  | Leakage Current Filter |  |  | SH Lab |  | II |  | — |  | Disposal | Scrap | 泄漏电流测试盒
EC2552 |  | AC Linear Power Source |  |  | SH Lab | 86#3F-Home appliance test lab | III | 2002-09-19 | — |  | Closed |  | 交流稳压电源
EC2553 |  | Gauges for checking the distance from the engagement face of connectors to the point of first contact |  |  | SH Lab | 85#5F-Gauge room | II | 2020-09-08 | 2021-09-07 | EC JZ | Closed |  | 检查连接器接合面到第一接触点间距量规
EC2554 |  | IPX3-X6 tester |  | 70164 | SH Lab | 86#1F-Washing M/C test lab | I | 2020-05-20 | 2021-05-19 | SETRI | Closed |  | IPX3-X6防水防溅试验装置
EC2554 | 1 | Hydraulic pressure gauge |  |  | SH Lab | 86#1F-Washing M/C test lab | I |  | — | SIMT | Disposal |  | 水压表
EC2554 | 10 | Oscillating Tube |  |  | SH Lab | 86#1F-Water-proof test lab | I | 2020-05-20 | 2021-05-19 | SETRI | Closed | 增加小样品IPX3/4实验能力 | 摆管（200MM）
EC2554 | 11 | Oscillating Tube |  |  | SH Lab | 86#1F-Water-proof test lab | I | 2020-05-20 | 2021-05-19 | STIEA | Closed | 增加小样品IPX3/4实验能力 | 摆管（400mm)
EC2554 | 13 | flowmeter | 0~7 |  | LAB | 86#1F-Washing M/C test lab | I | 2018-07-31 | 2020-07-30 | SIMT | Calibrating | 0~7 | 流量计
EC2554 | 14 | flowmeter | 0.8 |  | LAB | 86#1F-Water-proof test lab | I | 2018-07-25 | 2020-07-24 | SIMT | Calibrating | 0~0.8 | 流量计
EC2554 | 2 | Flowmeter |  |  | SH Lab | 86#1F-Washing M/C test lab | I |  | — | SIMT | Disposal |  | 流量表
EC2554 | 3 | Tapeline |  |  | SH Lab | 86#1F-Washing M/C test lab | II |  | — |  | Disposal | Tapeline isn’t found | 卷尺
EC2554 | 4 | Pressure meter |  |  | SH Lab | 86#1F-Washing M/C test lab | II |  | — | SIMT | Disposal |  | 压力表
EC2554 | 5 | Flowmeter |  |  | SH Lab | 86#1F-Washing M/C test lab | I | 2013-09-24 | — | SIMT | Disposal |  | 流量表
EC2554 | 6 | Flowmeter |  | 70164 | SH Lab | 86#1F-Washing M/C test lab | I | 2019-10-22 | 2021-10-21 | SIMT | Closed |  | 涡轮流量计
EC2554 | 7 | Oscillating tube |  |  | SH Lab | 86#1F-Washing M/C test lab | III | 2008-06-20 | — | ES JH | Closed |  | 摆管
EC2554 | 8 | Wooden board |  |  | SH Lab | 86#1F-Washing M/C test lab | III | 2006-06-05 | — |  | Closed |  | 木板
EC2554 | 9 | Thermometer |  |  | SH Lab | 86#1F-Washing M/C test lab | II | 2019-12-06 | 2020-12-05 | ES AW | Closed |  | 温度计
EC2555 |  | IPX7 tester |  |  | SH Lab | 86#1F-Washing M/C test lab | III | 2002-09-24 | — |  | Closed |  | IPX7防水防溅试验装置
EC2556 |  | IPX8 tester-1 |  |  | SH Lab | 86#1F-Washing M/C test lab | I | 2020-05-20 | 2021-05-19 | SETRI | Closed |  | IPX8防水防溅试验装置
EC2557 |  | Power Analyzer |  | DM 8150 146 | SH Lab | 86#1F-Washing M/C test lab | I | 2020-07-28 | 2021-07-27 | SIMT | Closed |  | 功率分析仪
EC2558 |  | Digital Multimeter |  | 81110200 | SH Lab | 86#3F-Home appliance test lab | II | 2013-12-19 | — | ES AW | Disposal |  | 数字万用表
EC2559 |  | Digital Multimeter |  |  | SH Lab |  | II |  | — |  | Disposal | Scrap | 数字万用表
EC2560 |  | Digital Multimeter |  | 81740000 | SH Lab | 86#4F-EMC test lab | II | 2020-03-04 | 2021-03-03 | EC JZ | Closed |  | 数字万用表
EC2561 |  | AC Frequency Converter |  |  | SH Lab | 86#1F-Garden tools test lab (Ⅰ) | III | 2002-10-22 | — |  | Closed |  | 交流变频电源
EC2562 |  | Variable Transformer |  | 319 | SH Lab | 86#3F-Heating & motor test lab | III | 2002-10-22 | — |  | Closed |  | 调压器
EC2563 |  | Variable Transformer |  | 584 | SH Lab | 86#1F-General test lab | III | 2002-10-22 | — |  | Closed |  | 调压器
EC2564 |  | Current Transformer |  | 128 | SH Lab | 85#5F-ACCE & LUM test lab | I | 2006-11-09 | — | SIMT | Disposal |  | 电流互感器
EC2565 |  | AC Digital Power Meter |  | 870210000 | SH Lab | 86#3F-Heating & motor test lab | II | 2019-11-13 | 2020-11-12 | EC JK | Closed | AC | 数字交流功率表
EC2566 |  | Water supply for washing machine test |  |  | SH Lab | 86#1F-Washing M/C test lab | III | 2002-10-28 | — |  | Closed |  | 洗衣机测试用供水系统
EC2566 | 101 | Flowmeter |  |  | SH Lab | 86#1F-Washing M/C test lab | I | 2018-12-23 | — | SQI | Out of service |  | 流量表
EC2566 | 102 | Flowmeter |  |  | SH Lab | 86#1F-Washing M/C test lab | I | 2018-12-23 | — | SQI | Out of service |  | 流量表
EC2566 | 103 | Flowmeter |  |  | SH Lab | 86#1F-Washing M/C test lab | I | 2018-12-23 | — | SQI | Out of service |  | 流量表
EC2566 | 104 | Flowmeter |  |  | SH Lab | 86#1F-Washing M/C test lab | I | 2018-12-23 | — | SQI | Out of service |  | 流量表
EC2566 | 105 | Flowmeter |  |  | SH Lab | 86#1F-Washing M/C test lab | I | 2018-12-23 | — | SQI | Out of service |  | 流量表
EC2566 | 106 | Flowmeter |  |  | SH Lab | 86#1F-Washing M/C test lab | I | 2018-12-23 | — | SQI | Out of service |  | 流量表
EC2566 | 107 | Flowmeter |  |  | SH Lab | 86#1F-Washing M/C test lab | I | 2018-12-23 | — | SQI | Out of service |  | 流量表
EC2566 | 108 | Flowmeter |  |  | SH Lab | 86#1F-Washing M/C test lab | I | 2018-12-23 | — | SQI | Out of service |  | 流量表
EC2566 | 201 | Thermometer |  |  | SH Lab | 86#1F-Washing M/C test lab | II | 2019-12-23 | 2020-12-22 | ES AW | Closed |  | 点温计
EC2566 | 202 | Thermometer |  |  | SH Lab | 86#1F-Washing M/C test lab | II | 2019-12-23 | 2020-12-22 | ES AW | Closed |  | 点温计
EC2566 | 301 | Pressure meter |  |  | SH Lab | 86#1F-Washing M/C test lab | I |  | — |  | Disposal | can't be reparied ,will to scrap | 压力表
EC2566 | 302 | Pressure meter |  |  | SH Lab | 86#1F-Washing M/C test lab | I | 2020-04-29 | 2021-04-28 | JSMI | Closed |  | 压力表
EC2567 |  | The apparatus for measuring residual voltage |  |  | SH Lab | 86#2F-Power supply test lab | II | 2019-11-01 | 2020-10-31 | ES AW | Closed |  | 残余电压测量设备
EC2568 |  | Torque Screwdriver |  | 02D137 | SH Lab | 85#5F-Gauge room | I | 2013-06-04 | — | SQI | Damaged |  | 扭力螺丝刀
EC2569 |  | High Temperature Oven |  | 2030160 | SH Lab | 86#1F-General test lab | I | 2011-01-11 | — | JSMI | Disposal |  | 高温烘箱
EC2570 |  | Horizontal wood surface |  |  | SH Lab | 86#4F-Multimedia test lab | III | 2002-11-07 | — |  | Closed |  | 水平木板
EC2571 |  | Test bench for dust measurement |  |  | SH Lab | 86#1F-Tools & machinery test lab | III | 2002-11-07 | — |  | Closed |  | 灰尘测量用实验桌
EC2572 |  | Data Acquisition/Switch Unit |  |  | SH Lab | 86#3F-Home appliance test lab | II | 2020-02-21 | 2021-02-20 | ES AW | Closed | Agilent BenchLink Data Logger 3版本4.2.00 | 数据采集仪
EC2573 |  | AC Leakage Current Tester |  |  | SH Lab |  | I |  | — | JSMI | Disposal | out of service | 交流泄漏电流测试仪
EC2574 |  | Pressure Meter |  | 02-6-746 | CN FAC | 86#4F-Facility fixing room | I | 2013-11-07 | — | SIMT | Out of service |  | 压力表
EC2574 | 1 | Pressure Meter |  |  | CN FAC | 86#4F-Facility fixing room | I | 2018-05-17 | — | JSMI | Can not be found |  | 压力表
EC2575 |  | Pressure Meter |  |  |  |  | I |  | — |  | Disposal | Transfer to HZ | 压力表
EC2576 |  | Pressure Meter |  | 02-9-681 | CN FAC | 86#4F-Facility fixing room | I | 2019-11-29 | 2020-11-28 | JSMI | Closed |  | 压力表
EC2577 |  | Tapeline |  |  | SH Lab |  | I |  | — | SIMT | Disposal |  | 卷尺
EC2578 |  | Test Pin |  |  | SH Lab | 86#2F-Construction test lab(Ⅰ) | II | 2011-11-13 | — | ES LWF | Out of service |  | 试验销
EC2579 |  | Noise & Vibration tester for hammers or drills |  |  | SH Lab | 86#1F-Tools & machinery test lab | III | 2002-12-17 | — |  | Closed |  | 电锤/电钻噪声&振动测试仪
EC2580 |  | Noise & Vibration tester for hammers or drills |  |  | SH Lab | 86#1F-Tools & machinery test lab | III | 2002-12-17 | — |  | Closed |  | 电锤/电钻噪声&振动测试仪
EC2581 |  | Test Corner |  |  | SH Lab | 86#3F-Cooking & HVAC test lab | III | 2002-12-02 | — |  | Closed |  | 试验角
EC2582 |  | Test Corner |  |  | SH Lab | 86#3F-Training equipment test lab | III | 2002-12-02 | — |  | Closed |  | 试验角
EC2583 |  | Creepage Distance Gauges |  |  | SH Lab | 86#1F-General test lab | II | 2019-12-08 | 2020-12-07 | EC JK | Closed |  | 电气间隙测试量规
EC2584 | 1 | Creepage Distance Gauges |  |  | SH Lab | 86#3F-Construction test lab (Ⅱ) | II | 2019-12-08 | 2020-12-07 | ES AW | Closed |  | 电气间隙测试量规
EC2584 | 10 | Creepage Distance Gauges |  |  | SH Lab | 86#3F-Home appliance test lab | II | 2019-12-08 | 2020-12-07 | ES AW | Closed |  | 电气间隙测试量规
EC2584 | 11 | Creepage Distance Gauges |  |  | SH Lab | 86#3F-Home appliance test lab | II | 2019-12-08 | 2020-12-07 | ES AW | Closed |  | 电气间隙测试量规
EC2584 | 12 | Creepage Distance Gauges |  |  | SH Lab | 86#3F-Home appliance test lab | II | 2019-12-08 | 2020-12-07 | ES AW | Closed |  | 电气间隙测试量规
EC2584 | 13 | Creepage Distance Gauges |  |  | SH Lab | 86#3F-Home appliance test lab | II | 2019-12-08 | 2020-12-07 | ES AW | Closed |  | 电气间隙测试量规
EC2584 | 14 | Creepage Distance Gauges |  |  | SH Lab | 86#3F-Home appliance test lab | II | 2019-12-08 | 2020-12-07 | ES AW | Closed |  | 电气间隙测试量规
EC2584 | 15 | Creepage Distance Gauges |  |  | SH Lab | 86#3F-Home appliance test lab | II | 2019-12-08 | 2020-12-07 | ES AW | Closed |  | 电气间隙测试量规
EC2584 | 2 | Creepage Distance Gauges |  |  | SH Lab | 86#3F-Home appliance test lab | II | 2019-12-08 | 2020-12-07 | ES AW | Closed |  | 电气间隙测试量规
EC2584 | 3 | Creepage Distance Gauges |  |  | SH Lab |  | II |  | — | ES LWF | Disposal |  | 电气间隙测试量规
EC2584 | 4 | Creepage Distance Gauges |  |  | SH Lab | 86#3F-Home appliance test lab | II | 2019-12-08 | 2020-12-07 | ES AW | Closed |  | 电气间隙测试量规
EC2584 | 5 | Creepage Distance Gauges |  |  | SH Lab | 86#3F-Home appliance test lab | II | 2019-12-08 | 2020-12-07 | ES AW | Closed |  | 电气间隙测试量规
EC2584 | 6 | Creepage Distance Gauges |  |  | SH Lab | 86#3F-Home appliance test lab | II | 2019-12-08 | 2020-12-07 | ES AW | Closed |  | 电气间隙测试量规
EC2584 | 7 | Creepage Distance Gauges |  |  | SH Lab | 86#3F-Home appliance test lab | II | 2019-12-08 | 2020-12-07 | ES AW | Closed |  | 电气间隙测试量规
EC2584 | 8 | Creepage Distance Gauges |  |  | SH Lab | 86#3F-Home appliance test lab | II | 2019-12-08 | 2020-12-07 | ES AW | Closed |  | 电气间隙测试量规
EC2584 | 9 | Creepage Distance Gauges |  |  | SH Lab | 86#3F-Home appliance test lab | II | 2019-12-08 | 2020-12-07 | ES AW | Closed |  | 电气间隙测试量规
EC2585 |  | Creepage Distance Gauges |  |  | SH Lab | 86#4F-Multimedia test lab | II | 2019-12-08 | 2020-12-07 | EC JK | Closed |  | 电气间隙测试量规
EC2586 |  | Water spray Test Apparatus for UL Standard |  |  | SH Lab | 86#1F-General test lab | III | 2002-11-10 | — |  | Disposal |  | UL淋水试验装置
EC2586 | 1 | Pressure Meter |  |  | SH Lab |  | I |  | — |  | Disposal |  | 压力表
EC2586 | 10 | Pressure meter |  |  | SH Lab |  | I |  | — | SIMT | Disposal | can't be reparied ,will to scrap | 压力表
EC2586 | 11 | Pressure meter |  |  | SH Lab | 86#1F-General test lab | I | 2008-06-16 | — | SIMT | Damaged |  | 压力表
EC2586 | 2 | Pressure Meter |  |  | SH Lab |  | I |  | — |  | Disposal |  | 压力表
EC2586 | 3 | Pressure Meter |  |  | SH Lab |  | I |  | — | SIMT | Disposal |  | 压力表
EC2586 | 4 | Fixture |  |  | SH Lab | 86#1F-General test lab | II | 2011-06-14 | — | ES AW | Disposal |  | 测试架
EC2586 | 5 | Pressure Meter |  |  | SH Lab |  | I |  | — |  | Disposal |  | 压力表
EC2586 | 6 | Pressure Meter |  |  | SH Lab |  | I |  | — |  | Disposal |  | 压力表
EC2586 | 7 | Pressure Meter |  | 41031 | SH Lab | 86#1F-General test lab | I | 2019-11-15 | 2020-11-14 | JSMI | Closed |  | 压力表
EC2586 | 8 | Pressure meter |  |  | SH Lab | 86#1F-General test lab | I | 2020-03-27 | 2021-03-26 | JSMI | Closed |  | 压力表
EC2586 | 9 | Pressure Meter |  | TF140635332 | SH Lab | 86#1F-General test lab | I | 2014-07-15 | — | JSMI | Disposal |  | 压力表
EC2587 |  | Digital scale |  |  | XM Lab | Xiamen test lab | I | 2020-03-10 | 2021-03-09 | XRCTT | Closed |  | 电子秤
EC2588 |  | Temperature and Humidity Recorder |  | 996042 | SH Lab | 86#1F-Garden tools test lab (Ⅰ) | I | 2013-01-09 | — | SIMT | Disposal |  | 温湿度记录仪
EC2589 |  | Temperature and Humidity Recorder |  |  | XM Lab | Xiamen test lab | I | 2008-01-18 | — | XRCTT | Disposal | Out of service | 温湿度记录仪
EC2590 |  | Step-Down Transformer |  | 224302 | SH Lab | 85#5F-ACCE & LUM test lab | III | 2002-12-10 | — |  | Disposal |  | 降压变压器
EC2591 |  | Step-Down Transformer |  | 224303 | SH Lab | 85#5F-ACCE & LUM test lab | III | 2002-12-10 | — |  | Disposal |  | 降压变压器
EC2592 |  | AC/DC Digital Power Meter |  | 870211000 | SH Lab | 86#3F-Cooking & HVAC test lab | II | 2018-02-15 | — | ES CZ | Disposal | AC/DC | 数字交直流功率表
EC2593 |  | AC/DC Digital Power Meter |  | 870211000 | SH Lab | 86#1F-Garden tools test lab (Ⅰ) | II | 2015-03-03 | — | ES HG | Disposal | AC/DC | 数字交直流功率表
EC2594 |  | AC/DC Digital Power Meter |  | 870211000 | SH Lab | 86#1F-Tools & machinery test lab | II | 2019-12-29 | 2020-12-28 | EC JK | Closed | AC/DC,calibrating | 数字交直流功率表
EC2595 |  | AC Digital Power Meter |  | 870211000 | XM Lab | Xiamen test lab | II | 2020-03-02 | 2021-03-01 | EC JK | Closed | AC | 数字交流功率表
EC2596 |  | Raster Homochromy Tester |  | 2207 | SH Lab | 86#4F-Multimedia test lab | I |  | — | SIMT | Disposal | Scrap | 光栅单色仪
EC2597 |  | Test Finger |  |  | XM Lab | Xiamen test lab | II | 2020-01-29 | 2021-01-28 | EC JZ | Closed |  | 关节试验指
EC2598 |  | Test Finger |  |  | SH Lab | 86#1F-Tools & machinery test lab | II | 2020-01-04 | 2021-01-03 | EC JK | Closed |  | 20N试验指
EC2599 |  | Unbalanced Load |  |  | SH Lab | 86#3F-Home appliance test lab | II | 2019-11-06 | 2020-11-05 | ES AW | Closed |  | 不平衡负载
EC2600 |  | Test Rod |  |  | SH Lab | 86#3F-Construction test lab (Ⅱ) | II | 2019-11-29 | 2020-11-28 | EC JZ | Closed |  | IEC60335-2-4 3mm 试验棒
EC2601 |  | Data Acquisition/Switch Unit |  |  | XM Lab | Xiamen test lab | II | 2020-01-25 | 2021-01-24 | ES AW | Closed | Agilent BenchLink Data Logger 3版本4.2.00 | 数据采集仪
EC2601 | 1 | Module for Data Acquisition |  |  | XM Lab | Xiamen test lab | III | 2002-12-03 | — |  | Closed |  | 数据采集仪模块
EC2601 | 2 | Module for Data Acquisition |  |  | XM Lab | Xiamen test lab | III | 2002-12-03 | — |  | Closed |  | 数据采集仪模块
EC2601 | 3 | Module for Data Acquisition |  |  | XM Lab | Xiamen test lab | III | 2002-12-03 | — |  | Closed |  | 数据采集仪模块
EC2601 | 4 | Module for Data Acquisition |  |  | XM Lab | Xiamen test lab | III | 2006-12-27 | — |  | Closed |  | 数据采集仪模块
EC2602 |  | Data Acquisition/Switch Unit |  | MY41013711 | SH Lab | 86#1F-Garden tools test lab (Ⅰ) | II | 2020-09-07 | 2021-09-06 | ES AW | Closed | Agilent BenchLink Data Logger 3版本4.2.00 | 数据采集仪
EC2603 |  | Push-pull scale |  | 102506 | SH Lab | 86#4F-Multimedia test lab | I | 2020-03-06 | 2021-03-05 | JSMI | Closed |  | 推拉力计
EC2604 |  | Dust Tester |  | 2002142 | SH Lab | 86#1F-Water-proof test lab | III | 2002-12-25 | — |  | Closed |  | 粉尘试验箱
EC2604 | 1 | Flowmeter | LZB-3WB |  | SH Lab | 86#1F-Environment test lab | I | 2015-03-23 | — | SIMT | Out of service | 封存2017.3.30 | 流量表
EC2604 | 2 | Pressure meter of vacuum |  |  | SH Lab |  | I |  | — | SIMT | Disposal | Transfer to HZ | 真空压力表
EC2604 | 3 | Flowmeter |  |  | SH Lab | 86#1F-General test lab | I | 2011-05-12 | — | SIMT | Disposal |  | 流量表
EC2604 | 6 | Flowmeter |  |  | SH Lab |  | I | 2007-04-02 | — | SIMT | Disposal | Transfer to HZ | 流量表
EC2605 |  | Test Rod |  |  | SH Lab | 86#3F-Construction test lab (Ⅱ) | II | 2019-12-08 | 2020-12-07 | EC JK | Closed |  | 40mm柱形棒
EC2606 |  | Test Rod |  |  | SH Lab | 86#3F-Construction test lab (Ⅱ) | II | 2019-12-08 | 2020-12-07 | EC JK | Closed |  | 8mm试验棒
EC2607 |  | Test Wheel |  |  | SH Lab |  | II |  | — |  | Disposal | SCR(2005-1-20) | 试验轮
EC2608 |  | Variable Transformer |  |  | SH Lab | 86#3F-Training equipment test lab | III | 2003-01-06 | — |  | Closed |  | 调压器
EC2609 |  | Variable Transformer |  |  | SH Lab | 86#3F-Home appliance test lab | III | 2003-01-06 | — |  | Closed |  | 调压器
EC2610 |  | Variable Transformer |  |  | SH Lab | 86#3F-Home appliance test lab | III | 2003-01-06 | — |  | Closed |  | 调压器
EC2611 |  | Variable Transformer |  |  | SH Lab | 86#2F-Garden tools test lab (Ⅱ) | III | 2003-01-06 | — |  | Closed |  | 调压器
EC2612 |  | Variable Transformer |  |  | SH Lab | 86#1F-Tools & machinery test lab | III | 2003-01-06 | — |  | Closed |  | 调压器
EC2613 |  | Bump Test Apparatus |  |  | SH Lab | 86#4F-Multimedia test lab | III | 2003-01-06 | — | ES JH | Disposal |  | 撞击测试装置
EC2614 |  | Oscilloscope |  | B015118 | SH Lab | 86#4F-Multimedia test lab | I | 2019-06-20 | — | JSMI | Disposal |  | 示波器
EC2614 | 7 | High Voltage Probe |  |  | SH Lab |  | III | 2003-01-10 | — |  | Disposal |  | 高压探头
EC2615 |  | Syringe |  |  | SH Lab | 86#3F-Construction test lab (Ⅱ) | III | 2003-01-10 | — |  | Closed |  | 注射器
EC2616 |  | 10o incline board |  |  | SH Lab | 86#4F-Multimedia test lab | II | 2020-04-02 | 2021-04-01 | ES AW | Closed |  | 10o 倾斜板
EC2617 |  | Push Scale |  | 207028 | SH Lab | 86#3F-Construction test lab (Ⅱ) | I | 2020-03-06 | 2021-03-05 | JSMI | Closed |  | 管形推力计
EC2618 |  | Push Scale |  | 207028 | SH Lab | 86#3F-Construction test lab (Ⅱ) | I | 2020-03-06 | 2021-03-05 | JSMI | Closed |  | 管形推力计
EC2619 |  | Controller |  |  | SH Lab |  | II |  | — | ES JH | Disposal | stop to use temporarily | 寿命测试仪控制器
EC2620 |  | DC Constant Voltage/Current Power Source |  |  |  |  | III | 2003-01-15 | — |  | Disposal | Transfer to HZ | 直流稳压稳流电源
EC2621 |  | DC Constant Voltage/Current Power Source |  |  |  |  | III | 2003-01-15 | — |  | Disposal | Transfer to HZ | 直流稳压稳流电源
EC2622 |  | DC Constant Voltage/Current Power Source |  |  |  |  | III | 2003-01-15 | — |  | Disposal | Transfer to HZ | 直流稳压稳流电源
EC2623 |  | Life Test for drill |  |  |  |  | III | 2003-01-15 | — |  | Disposal | Transfer to HZ | 电钻寿命测试仪
EC2624 |  | Life tester for angle grinder |  |  |  |  | III | 2003-01-15 | — |  | Disposal | Transfer to HZ | 角磨机寿命测试仪
EC2625 |  | Temperature monitor for PT endurance test |  |  | SH Lab |  | II |  | — | ES JH | Disposal | out of service | PT耐久性测试温度监控器
EC2626 |  | Capacitor Box |  |  | SH Lab | 86#2F-Power supply test lab | I | 2019-05-18 | 2020-05-17 | SQI | Closed |  | 电容盒
EC2627 |  | 3-Axise Fixture |  |  | SH Lab | 86#1F-Tools & machinery test lab | III | 2003-01-15 | — |  | Closed |  | 3轴控制器支架
EC2628 |  | 3-Axise Fixture |  |  | SH Lab | 86#1F-Tools & machinery test lab | III | 2003-01-15 | — |  | Closed |  | 3轴控制器支架
EC2629 |  | Sand Box |  |  | SH Lab | 86#1F-Tools & machinery test lab | III | 2003-01-15 | — |  | Closed |  | 沙盒
EC2630 |  | Gauge for Lamphold |  |  | SH Lab | 51#7F-LUM test lab | II | 2020-01-18 | 2021-01-17 | ES AW | Closed |  | 灯座量规
EC2630 | 1 | Gauge for Lamphold |  |  | SH Lab | 51#7F-LUM test lab | II | 2020-01-18 | 2021-01-17 | ES AW | Closed |  | 灯座量规
EC2630 | 2 | Gauge for Lamphold |  |  | SH Lab | 51#7F-LUM test lab | II | 2020-01-18 | 2021-01-17 | ES AW | Closed |  | 灯座量规
EC2631 | 1 | Gauge for Lamphold |  |  | SH Lab | 51#7F-LUM test lab | II | 2020-04-17 | 2021-04-16 | EC JK | Closed |  | Gauge for Lamphold
EC2631 | 2 | Gauge for Lamphold |  |  | SH Lab | 51#7F-LUM test lab | II | 2020-04-17 | 2021-04-16 | EC JK | Closed |  | Gauge for Lamphold
EC2632 |  | Digital scale |  | 21910200 | SH Lab | 86#3F-Construction test lab (Ⅱ) | I | 2020-07-07 | 2021-07-06 | JSMI | Closed |  | 电子秤
EC2633 |  | Air Compressors |  |  | SH Lab | 86#1F-Tools & machinery test lab | III | 2003-01-16 | — |  | Closed |  | 空气压缩机
EC2634 |  | Fixture for Microphone |  |  | SH Lab | 86#1F-Tools & machinery test lab | III | 2003-01-16 | — |  | Closed |  | 麦克风支架
EC2635 |  | Apparatus for Pump testing |  |  | CN FAC | 86#4F-Facility fixing room | III | 2003-02-12 | — |  | Closed |  | 水泵测试装置
EC2636 |  | Hardwood Board |  |  | SH Lab | 86#1F-Tools & machinery test lab | III | 2003-02-12 | — |  | Closed |  | 硬木板
EC2637 |  | AC Hi-Pot tester |  | 90060 | SH Lab | 86#2F-Power supply test lab | I | 2019-10-14 | 2020-10-13 | JSMI | Calibrating |  | 交流耐压仪
EC2638 |  | Insulation resistance meter |  | 22773 | SH Lab | 86#4F-Multimedia test lab | I | 2012-01-11 | — | SIMT | Out of service |  | 绝缘电阻表
EC2639 |  | Digital scale |  | S24403921 | SH Lab | 86#3F-Cooking & HVAC test lab | I | 2020-01-02 | 2021-01-01 | JSMI | Closed |  | 电子秤
EC2640 |  | Spring hammer |  | 301 | SH Lab | 85#5F-Gauge room | II | 2020-08-08 | 2020-11-07 | EC JK | Closed |  | 冲击锤
EC2641 |  | Residual Current Measurement Equipment |  | 33 | SH Lab | 85#5F-ACCE & LUM test lab | I | 2019-11-15 | 2020-11-14 | CEPREI | Closed |  | 剩余电流测试设备
EC2642 |  | IP2X unjointed test probe |  |  | XM Lab | Xiamen test lab | II | 2010-04-07 | — | ES LWF | Disposal |  | IP2X无关节试验探头
EC2643 |  | Test Finger |  |  | SH Lab | 86#3F-Construction test lab (Ⅱ) | II | 2020-04-22 | 2021-04-21 | EC JZ | Closed |  | 美标试验指
EC2644 |  | Test Finger |  |  | SH Lab | 51#7F-LUM test lab | II | 2020-02-25 | 2021-02-24 | EC JK | Closed |  | 美标试验指
EC2645 |  | Test Finger |  |  | SH Lab | 86#1F-Garden tools test lab (Ⅰ) | II | 2020-02-25 | 2021-02-24 | ES AW | Closed |  | 美标试验指
EC2646 |  | Apparatus for washing car pump |  |  | SH Lab |  | II |  | — |  | Disposal | Scrap | 洗车泵测试装置
EC2647 |  | Sprinkler test apparatus |  |  | SH Lab |  | III | 2003-02-24 | — |  | Disposal |  | 淋水测试装置
EC2647 | 1 | Pressure meter |  |  | SH Lab |  | I |  | — |  | Disposal |  | 压力表
EC2647 | 2 | Pressure meter |  |  | SH Lab | 86#1F-General test lab | I | 2017-06-28 | — | JSMI | Out of service |  | 压力表
EC2648 |  | Test probe |  |  | SH Lab | 86#3F-Construction test lab (Ⅱ) | II | 2020-01-16 | 2021-01-15 | EC JK | Closed |  | 杆形试验棒
EC2649 |  | Test probe |  |  | SH Lab | 86#3F-Construction test lab (Ⅱ) | II | 2020-02-22 | 2021-02-21 | EC JK | Closed |  | 障碍试验棒
EC2650 |  | Test probe |  |  | SH Lab | 86#3F-Construction test lab (Ⅱ) | II | 2020-01-16 | 2021-01-15 | EC JK | Closed |  | 试验棒
EC2651 |  | Test probe |  |  | SH Lab | 86#3F-Construction test lab (Ⅱ) | II | 2020-01-16 | 2021-01-15 | EC JK | Closed |  | 锥形试验棒
EC2652 |  | AC Digital Power Meter |  | 870211000 | SH Lab | 51#7F-LUM test lab | II | 2020-03-08 | 2021-03-07 | EC JK | Closed |  | 数字交流功率表
EC2653 |  | Dynamometer |  | 3A810288 | SH Lab | 86#1F-Garden tools test lab (Ⅰ) | I | 2020-06-19 | 2021-06-18 | STIEA | Closed |  | 测功机
EC2654 |  | Variable Transformer |  |  | SH Lab | 85#5F-ACCE & LUM test lab | III | 2003-03-10 | — |  | Repairing |  | 调压器
EC2655 |  | Test Rod |  |  | SH Lab | 86#3F-Construction test lab (Ⅱ) | II | 2020-03-07 | 2021-03-06 | ES AW | Closed |  | Ф19.1mm Steel Rod
EC2656 |  | Test Rod |  |  | SH Lab | 86#3F-Construction test lab (Ⅱ) | II | 2020-03-07 | 2021-03-06 | EC JK | Closed |  | 直形试验棒
EC2657 |  | Apparatus for Shot bath |  |  | SH Lab | 86#2F-Power supply test lab | III | 2003-03-20 | — | ES JH | Closed |  | 电浴实验装置
EC2658 |  | Climate Test Chamber |  |  | SH Lab | 86#1F-Environment test lab | I | 2004-04-03 | — |  | Disposal | calibration:fail,repairing | 潮态试验箱
EC2659 |  | High Temperature Oven |  |  | SH Lab | 86#1F-General test lab | I | 2011-04-10 | — | JSMI | Disposal |  | 高低温箱
EC2660 |  | Bending Apparatus |  |  | SH Lab | 51#7F-LUM test lab | II | 2020-03-30 | 2021-03-29 | EC JK | Closed | repairing | 弯折试验装置
EC2661 |  | Leakage Current Filter |  |  | SH Lab | 86#4F-Multimedia test lab | I | 2019-09-05 | — | SIMT | Disposal |  | 泄漏电流测试盒
EC2662 |  | Leakage Current Filter |  |  | SH Lab |  | II |  | — |  | Disposal | Scrap | 泄漏电流测试盒
EC2663 |  | Concrete Floor |  |  | SH Lab | 86#2F-Power supply test lab | III | 2003-04-08 | — | ES JH | Closed |  | 混凝土板
EC2664 |  | IDCI Trip Test Arrangement |  |  | SH Lab | 86#3F-Home appliance test lab | III | 2003-04-08 | — |  | Closed |  | IDCI脱扣试验装置
EC2665 |  | Funnel |  |  | SH Lab | 86#3F-Home appliance test lab | III | 2003-04-15 | — |  | Closed |  | 漏斗
EC2666 |  | Branch circuit |  |  | SH Lab | 86#3F-Cooking & HVAC test lab | III | 2003-04-15 | — |  | Closed |  | 分支电路
EC2667 |  | Flexing Tester |  |  | SH Lab | 86#1F-General test lab | II | 2020-05-08 | 2021-05-07 | ES AW | Closed |  | 弯曲测试装置
EC2668 |  | Fixture for high-low temerature switch endurance test |  |  | SH Lab | 85#5F-ACCE & LUM test lab | III | 2003-04-21 | — |  | Closed |  | 高低温开关耐久性试验支架
EC2669 |  | Cylinder Apparatus for breakdown voltage test |  |  | SH Lab | 86#2F-Power supply test lab | II | 2020-04-11 | 2021-04-10 | EC JZ | Closed |  | 耐压试验用柱形装置
EC2670 |  | Twisting Apparatus for breakdown voltage test |  |  | SH Lab | 86#2F-Power supply test lab | II | 2020-05-08 | 2021-05-07 | ES AW | Closed |  | 耐压试验用扭曲装置
EC2671 |  | Torque tester |  |  | SH Lab | 86#2F-Power supply test lab | II | 2020-04-18 | 2021-04-17 | ES AW | Closed |  | 扭力试验装置
EC2672 |  | Weight |  |  | SH Lab | 86#1F-Garden tools test lab (Ⅰ) | II | 2020-04-18 | 2021-04-17 | EC JK | Closed |  | 砝码
EC2673 |  | Weight |  |  | SH Lab | 86#2F-Garden tools test lab (Ⅱ) | II |  | — | ES LWF | Disposal | can't be found | 砝码
EC2674 |  | Weight |  |  | SH Lab | 86#2F-Garden tools test lab (Ⅱ) | III | 2015-04-18 | — | ES CZ | Closed |  | 砝码
EC2675 |  | Weight |  |  | SH Lab | 86#2F-Garden tools test lab (Ⅱ) | III | 2015-04-18 | — | ES CZ | Closed |  | 砝码
EC2676 |  | Weight |  |  | SH Lab | 86#1F-Garden tools test lab (Ⅰ) | II | 2020-04-18 | 2021-04-17 | EC JK | Closed |  | 砝码
EC2677 |  | Weight |  |  | SH Lab | 86#1F-Garden tools test lab (Ⅰ) | II | 2020-04-18 | 2021-04-17 | EC JK | Closed |  | 砝码
EC2678 |  | Weight |  |  | SH Lab | 86#1F-Garden tools test lab (Ⅰ) | II | 2020-04-18 | 2021-04-17 | EC JK | Closed |  | 砝码
EC2679 |  | Treadmill Load |  |  | SH Lab | 86#3F-Training equipment test lab | III | 2015-03-23 | — | ES HG | Closed |  | 跑步机负载
EC2680 |  | Delayed device for switch endurance test |  |  | SH Lab | 85#5F-ACCE & LUM test lab | II | 2007-04-22 | — | ES JH | Out of service |  | 开关耐久性延时设备
EC2681 |  | Test Fixture for lawn mower |  |  | SH Lab | 86#2F-Construction test lab(Ⅰ) | III | 2003-04-25 | — |  | Closed |  | Test Fixture for lawn mower
EC2682 |  | Test probe |  |  | SH Lab | 86#3F-Construction test lab (Ⅱ) | II | 2020-04-05 | 2021-04-04 | EC JZ | Closed |  | Test probe
EC2683 |  | Test probe |  |  | SH Lab | 86#3F-Construction test lab (Ⅱ) | II | 2020-04-05 | 2021-04-04 | EC JZ | Closed |  | 试验棒
EC2684 |  | Gauge |  |  | SH Lab | 86#3F-Construction test lab (Ⅱ) | II | 2020-04-05 | 2021-04-04 | EC JZ | Closed |  | 量规
EC2685 |  | Probe for impellers of portable appliances |  |  | SH Lab | 86#3F-Construction test lab (Ⅱ) | II | 2020-04-05 | 2021-04-04 | EC JZ | Closed |  | 可携式设备叶轮用试验棒
EC2686 |  | Probe for film-coated wire |  |  | SH Lab | 86#3F-Construction test lab (Ⅱ) | II | 2020-04-05 | 2021-04-04 | EC JZ | Closed |  | 带涂层电线用试验棒
EC2687 |  | Test finger |  |  | SH Lab | 86#3F-Construction test lab (Ⅱ) | II | 2020-04-05 | 2021-04-04 | EC JZ | Closed |  | 试验指(335-2-14)
EC2688 |  | Abrasion resistance test apparatus |  |  | SH Lab | 86#2F-Power supply test lab | II | 2010-07-22 | — | ES LWF | Disposal |  | 磨损阻力测试用设备
EC2689 |  | Incline Board |  |  | SH Lab | 86#3F-Construction test lab (Ⅱ) | III | 2003-04-21 | — |  | Closed |  | 倾斜板
EC2690 |  | Digital millisecond meter |  | 2003 | SH Lab | 85#5F-ACCE & LUM test lab | I | 2014-05-16 | — | STIEA | Out of service | 封存 | 数字毫秒计
EC2691 | 1 | Gauge for lampholder |  |  | SH Lab | 51#7F-LUM test lab | II | 2020-05-09 | 2021-05-08 | EC JK | Closed |  | 灯座用量规
EC2691 | 2 | Gauge for lampholder |  |  | SH Lab | 51#7F-LUM test lab | II | 2020-05-09 | 2021-05-08 | EC JK | Closed |  | 灯座用量规
EC2691 | 3 | Gauge for lampholder |  |  | SH Lab | 51#7F-LUM test lab | II | 2020-05-09 | 2021-05-08 | EC JK | Closed |  | 灯座用量规
EC2692 | 1 | Test Probe |  |  | SH Lab | 86#3F-Construction test lab (Ⅱ) | II | 2020-05-11 | 2021-05-10 | EC JZ | Closed |  | 橡胶试验棒
EC2692 | 2 | Test Probe |  |  | SH Lab | 86#3F-Construction test lab (Ⅱ) | II | 2020-05-11 | 2021-05-10 | EC JZ | Closed |  | 橡胶试验棒
EC2693 |  | Vessel |  |  | SH Lab |  | II |  | — | ES JH | Disposal |  | 铝制容器
EC2694 |  | Temperature and Humidity Recorder |  | 305120160 | SH Lab | 86#1F-General test lab | I | 2017-04-10 | — | JSMI | Out of service | 2018.4.20 封存 | 温湿度记录仪
EC2695 |  | Magnifier |  |  | CN FAC | 86#4F-Calibration room | II | 2020-06-30 | 2021-06-29 | EC JK | Closed |  | 放大镜
EC2696 |  | Weight |  |  | SH Lab | 86#1F-General test lab | II | 2020-06-03 | 2021-06-02 | ES AW | Closed | calibrating | 砝码
EC2697 |  | Spectrometer System |  |  | SH Lab | Hangzhou test lab | III | 2003-05-29 | — | SIMT | Disposal | Transfer to HZ | 光谱分析系统
EC2697 | 1 | Spectrometer |  | 203035 | SH Lab | 85#5F-ACCE & LUM test lab | III | 2003-05-29 | — |  | Closed | Transfer to HZ | 光谱辐射分析仪
EC2697 | 2 | Integral Sphere |  |  | SH Lab | 85#5F-ACCE & LUM test lab | III | 2003-05-29 | — |  | Closed | Transfer to HZ | 积分球
EC2697 | 3 | AC Digital Power Meter |  |  | SH Lab | 85#5F-ACCE & LUM test lab | III | 2003-05-29 | — | ES JH | Closed | Transfer to HZ | 数字交流功率表
EC2697 | 4 | Thermometer |  |  | SH Lab | 85#5F-ACCE & LUM test lab | III | 2003-05-29 | — | SIMT | Closed | Transfer to HZ | 点温计
EC2697 | 5 | Photoconductive Fibre |  |  | SH Lab | 85#5F-ACCE & LUM test lab | III | 2003-05-29 | — | SIMT | Closed | Transfer to HZ | 光导纤维
EC2697 | 6 | Box for standard lamp |  |  | SH Lab | 85#5F-ACCE & LUM test lab | III | 2003-05-29 | — |  | Closed | Transfer to HZ | 标准灯盒子
EC2698 |  | Insulation Fixture For Glass Fiber |  |  | SH Lab | 86#3F-Construction test lab (Ⅱ) | III | 2003-06-06 | — |  | Closed |  | 玻璃纤维绝缘装置
EC2699 |  | Drop test device |  |  | SH Lab | 86#3F-Home appliance test lab | II | 2019-11-04 | 2020-11-03 | ES AW | Closed |  | 跌落冲击头
EC2700 |  | Measurement surface covered with an artificial surface |  |  | SH Lab | 86#1F-Tools & machinery test lab | I | 2018-04-19 | 2021-04-18 | CEST | Closed |  | 人工测量表面
EC2701 |  | Expanded Metal Spacer |  |  | SH Lab | 85#5F-ACCE & LUM test lab | III | 2003-06-19 | — |  | Closed |  | 延展性金属网格
EC2702 |  | AC Frequency Converter |  |  | HZ | Hangzhou test lab | III | 2003-06-23 | — |  | Closed | transfer to HZ | 交流变频电源
EC2703 |  | DC Constant Current Source |  |  | SH Lab | 85#5F-ACCE & LUM test lab | III | 2003-06-23 | — |  | Closed | Transfer to HZ | 直流恒流源
EC2704 |  | Test arrangement for checking mechanical withstanding of insulating materials in thin sheet layers |  |  | SH Lab | 86#2F-Power supply test lab | II | 2020-06-17 | 2021-06-16 | ES AW | Closed |  | 检查薄层绝缘材料机械抵抗力的测试装置
EC2705 |  | DC Linear Power Source |  |  | SH Lab | 86#1F-Tools & machinery test lab | III | 2003-01-15 | — |  | Closed |  | 直流稳压电源
EC2706 |  | Luminaire rack for life test |  |  | SH Lab | 85#5F-ACCE & LUM test lab | II | 2007-12-26 | — | ES JH | Out of service | Transfer to HZ | 灯具寿命测试用支架
EC2707 |  | Φ152mm Test box for Lampholder temperature rise |  |  | SH Lab | 85#5F-ACCE & LUM test lab | III | 2003-07-18 | — |  | Closed |  | Φ152mm灯座温升试验箱
EC2708 |  | Φ203mm Test box for Lampholder temperature rise |  |  | XM Lab | Xiamen test lab | III | 2003-07-18 | — |  | Closed |  | Φ203mm 灯座温升试验箱
EC2709 |  | Torque Screwdriver |  |  | XM Lab | Xiamen test lab | I | 2007-08-14 | — | SIMT | Disposal |  | 扭力螺丝刀
EC2710 |  | Pressure Meter |  | 03-3-145 | SH Lab | 86#1F-Tools & machinery test lab | I | 2019-08-21 | 2020-08-20 | JSMI | Calibrating | calibrating | 压力表
EC2711 |  | Steel Ball |  |  | XM Lab | Xiamen test lab | III | 2003-08-18 | — |  | Closed |  | 钢球
EC2712 |  | Oscilloscope |  |  | XM Lab | Xiamen test lab | I | 2020-03-09 | 2021-03-08 | XRCTT | Closed | Transfer to HZ | 示波器
EC2713 |  | Stopwatch |  |  | XM Lab | Xiamen test lab | I | 2020-07-08 | 2021-07-07 | LISAI | Closed | Transfer to HZ | 秒表
EC2714 |  | Push-pull scale |  | 137134 | XM Lab | Xiamen test lab | I | 2020-06-15 | 2021-06-14 | LISAI | Closed |  | 推拉力计
EC2715 |  | Push-pull scale |  | 137140 | SH Lab | 86#2F-Power supply test lab | I | 2020-08-18 | 2021-08-17 | JSMI | Closed |  | 推拉力计
EC2716 |  | Test Box Of Recessed Mounting(1000*1000) |  |  | SH Lab | 85#5F-ACCE & LUM test lab | III | 2003-08-18 | — |  | Closed |  | 吸顶灯试验盒(1000*1000)
EC2717 |  | Test Box Of Recessed Mounting(1000*1000) |  |  | SH Lab | 85#5F-ACCE & LUM test lab | III | 2003-08-18 | — |  | Closed |  | 吸顶灯试验盒(1000*1000)
EC2718 |  | Test Box Of Recessed Mounting(300*300) |  |  | SH Lab | 85#5F-ACCE & LUM test lab | III | 2003-08-18 | — |  | Closed |  | 吸顶灯试验盒(300*300)
EC2719 |  | Test Box Of Recessed Mounting(300*300) |  |  | SH Lab |  | III | 2003-08-18 | — |  | Disposal |  | 吸顶灯试验盒(300*300)
EC2720 |  | Fixture for Thermocouple |  |  | SH Lab | 86#3F-Heating & motor test lab | III | 2003-08-26 | — |  | Closed |  | 热电偶支架
EC2721 |  | Fixture for Thermocouple |  |  | SH Lab | 86#3F-Cooking & HVAC test lab | III | 2003-08-26 | — |  | Closed |  | 热电偶支架
EC2722 |  | Fixture for Thermocouple |  |  | SH Lab | 86#3F-Cooking & HVAC test lab | III | 2003-08-26 | — |  | Closed |  | 热电偶支架
EC2723 |  | Fixture for Thermocouple |  |  | SH Lab | 86#3F-Cooking & HVAC test lab | III | 2003-08-26 | — |  | Closed |  | 热电偶支架
EC2724 |  | Fixture for Thermocouple |  |  | SH Lab | 86#3F-Training equipment test lab | III | 2003-08-26 | — |  | Closed |  | 热电偶支架
EC2725 |  | Fixture for Thermocouple |  |  | SH Lab | 86#1F-Environment test lab | III | 2003-08-26 | — |  | Closed |  | 热电偶支架
EC2726 |  | Precious Resistor |  | 303 | SH Lab | 85#5F-ACCE & LUM test lab | I | 2007-07-16 | — | SIMT | Out of service | Transfer to HZ | 精密电阻
EC2727 |  | Adjustable test panel for ceiling or wall lamps |  |  | SH Lab | 85#5F-ACCE & LUM test lab | III | 2003-09-01 | — |  | Closed |  | 顶灯或壁灯用可调节试验板
EC2728 |  | Test Cone |  |  | SH Lab | 86#1F-Garden tools test lab (Ⅰ) | II | 2019-11-19 | 2020-11-18 | EC JZ | Closed |  | 试验锥
EC2729 |  | AC Digital Millivolt Meter |  | C1064 | CN FAC | 86#4F-Calibration room | III | 2011-09-07 | — | SIMT | Closed | 常年置放不用 | 数字交流毫伏表
EC2730 |  | Stopwatch |  |  | SH Lab | 86#1F-General test lab | I | 2020-08-19 | 2021-08-18 | JSMI | Closed |  | 秒表
EC2731 |  | Stopwatch |  |  | SH Lab | 85#5F-Gauge room | I | 2017-08-24 | — | JSMI | Disposal |  | 秒表
EC2732 |  | Stopwatch |  |  | SH Lab | 86#3F-Cooking & HVAC test lab | I | 2020-01-17 | 2021-01-16 | JSMI | Closed |  | 秒表
EC2733 |  | Temperature and Humidity Recorder |  | 308200000 | SH Lab | 86#1F-General test lab | I | 2020-07-02 | 2021-07-01 | JSMI | Closed |  | 温湿度记录仪
EC2734 |  | Temperature and Humidity Recorder |  | 308210000 | SH Lab |  | I |  | — | ZMT | Disposal |  | 温湿度记录仪
EC2735 |  | Temperature and Humidity Recorder |  | 3082106244 | SH Lab | 86#1F-Endurance test lab | I | 2020-01-07 | 2021-01-06 | JSMI | Closed |  | 温湿度记录仪
EC2736 |  | Temperature and Humidity Recorder |  | 3082105255 | SH Lab | 86#4F-Calibration room | I | 2020-03-23 | 2021-03-22 | JSMI | Closed |  | 温湿度记录仪
EC2737 |  | Temperature and Humidity Recorder |  | 308210000 | SH Lab | 86#1F-General test lab | I | 2012-10-26 | — | ZMT | Disposal |  | 温湿度记录仪
EC2738 |  | Temperature and Humidity Recorder |  | 3082001239 | SH Lab | 86#4F-Calibration room | I | 2020-03-23 | 2021-03-22 | JSMI | Closed |  | 温湿度记录仪
EC2739 |  | Temperature and Humidity Recorder |  | 3082107170 | CN FAC | 86#4F-Calibration room | I | 2020-03-11 | 2021-03-10 | JSMI | Closed |  | 温湿度记录仪
EC2740 |  | Temperature and Humidity Recorder |  |  | SH Lab | 86#2F-Power supply test lab | I | 2007-12-19 | — | ZMT | Disposal |  | 温湿度记录仪
EC2741 |  | Temperature and Humidity Recorder |  | 308210000 | XM Lab | Xiamen test lab | I | 2006-03-06 | — | ZMT | Disposal | Transfer to HZ | 温湿度记录仪
EC2742 |  | Temperature and Humidity Recorder |  |  | XM Lab | Xiamen test lab | I | 2016-06-21 | — | JSMI | Disposal | Transfer to HZ | 温湿度记录仪
EC2743 |  | Switch box for leakage current filter |  |  | SH Lab | 86#3F-Construction test lab (Ⅱ) | III | 2003-09-29 | — |  | Closed |  | 泄露电流用开关盒
EC2744 |  | Ambient Temperature Barrel for Test Corner |  |  | SH Lab | 86#3F-Heating & motor test lab | III | 2003-09-15 | — |  | Closed |  | 试验角用环境温度测试用小桶
EC2745 |  | Ambient Temperature Barrel for Test Corner |  |  | SH Lab | 86#3F-Home appliance test lab | III | 2003-09-15 | — |  | Closed |  | 试验角用环境温度测试用小桶
EC2746 |  | Ambient Temperature Barrel for Test Corner |  |  | SH Lab | 86#3F-Home appliance test lab | III | 2003-09-15 | — |  | Closed |  | 试验角用环境温度测试用小桶
EC2747 |  | Ambient Temperature Barrel for Test Corner |  |  | SH Lab | 86#3F-Construction test lab (Ⅱ) | III | 2003-09-15 | — |  | Closed |  | 试验角用环境温度测试用小桶
EC2748 |  | Ambient Temperature Barrel for Test Corner |  |  | SH Lab | 86#3F-Training equipment test lab | III | 2003-09-15 | — |  | Closed |  | 试验角用环境温度测试用小桶
EC2749 |  | Ambient Temperature Barrel for Test Corner |  |  | SH Lab | 86#3F-Cooking & HVAC test lab | III | 2003-09-15 | — |  | Closed |  | 试验角用环境温度测试用小桶
EC2750 |  | Ambient Temperature Barrel for Test Corner |  |  | SH Lab | 85#5F-ACCE & LUM test lab | III | 2003-09-15 | — |  | Closed |  | 试验角用环境温度测试用小桶
EC2751 |  | Ambient Temperature Barrel for Test Corner |  |  | SH Lab | 85#5F-ACCE & LUM test lab | III | 2003-09-15 | — |  | Closed |  | 试验角用环境温度测试用小桶
EC2752 |  | Ambient Temperature Barrel for Test Corner |  |  | SH Lab | 85#5F-Gauge room | III | 2003-09-15 | — |  | Closed |  | 试验角用环境温度测试用小桶
EC2753 |  | Ambient Temperature Barrel for Test Corner |  |  | SH Lab | 86#1F-Luminary life test lab | III | 2003-09-15 | — |  | Closed |  | 试验角用环境温度测试用小桶
EC2754 |  | Ambient Temperature Barrel for Test Corner |  |  | SH Lab | 86#2F-Construction test lab(Ⅰ) | III | 2003-09-15 | — |  | Closed |  | 试验角用环境温度测试用小桶
EC2755 |  | Ambient Temperature Barrel for Test Corner |  |  | SH Lab | 85#5F-Gauge room | III | 2003-09-15 | — |  | Closed |  | 试验角用环境温度测试用小桶
EC2756 |  | Ambient Temperature Barrel for Test Corner |  |  | SH Lab | 85#5F-Gauge room | III | 2003-09-15 | — |  | Closed |  | 试验角用环境温度测试用小桶
EC2757 |  | Ambient Temperature Barrel for Test Corner |  |  | SH Lab | 85#5F-ACCE & LUM test lab | III | 2003-09-15 | — |  | Closed |  | 试验角用环境温度测试用小桶
EC2758 |  | Ambient Temperature Barrel for Test Corner |  |  | SH Lab | 85#5F-ACCE & LUM test lab | III | 2003-09-15 | — |  | Closed |  | 试验角用环境温度测试用小桶
EC2759 |  | Ambient Temperature Barrel for Test Corner |  |  | SH Lab | 85#5F-Gauge room | III | 2003-09-15 | — |  | Closed |  | 试验角用环境温度测试用小桶
EC2760 |  | Ambient Temperature Barrel for Test Corner |  |  | SH Lab | 85#5F-Gauge room | III | 2003-09-15 | — |  | Closed |  | 试验角用环境温度测试用小桶
EC2761 |  | Ambient Temperature Barrel for Test Corner |  |  | SH Lab | 86#4F-Multimedia test lab | III | 2003-09-15 | — |  | Closed |  | 试验角用环境温度测试用小桶
EC2762 |  | Ambient Temperature Barrel for Test Corner |  |  | SH Lab | 85#5F-Gauge room | III | 2003-09-15 | — |  | Closed |  | 试验角用环境温度测试用小桶
EC2763 |  | Ambient Temperature Barrel for Test Corner |  |  | SH Lab | 86#1F-Tools & machinery test lab | III | 2003-09-15 | — |  | Repairing |  | 试验角用环境温度测试用小桶
EC2764 |  | Glow-wire tester |  |  | SH Lab | 86#1F-Material test lab | II | 2016-11-25 | — | ES CZ | Out of service |  | 灼热丝测试仪
EC2764 | 2 | AC Digital Current meter |  |  | SH Lab | 86#1F-Material test lab | II | 2016-08-27 | — | ES CZ | Out of service |  | 数字交流电流表
EC2764 | 3 | Current Transformer |  |  | SH Lab | 86#1F-Material test lab | III | 2003-09-03 | — | SIMT | Closed | 同EC2764-2整体计量 | 电流互感器
EC2765 |  | Stopwatch |  |  | SH Lab | 85#5F-ACCE & LUM test lab | I | 2016-09-26 | — | SQI | Out of service |  | 秒表
EC2766 |  | Stopwatch |  |  | SH Lab | 86#4F-Multimedia test lab | I | 2020-09-18 | 2021-09-17 | JSMI | Closed |  | 秒表
EC2767 |  | Stopwatch |  |  | SH Lab | 85#5F-Gauge room | I | 2006-10-17 | — | SIMT | Disposal |  | 秒表
EC2768 |  | Tapeline |  |  | SH Lab | 85#5F-Gauge room | I | 2007-09-05 | — | SIMT | Disposal |  | 卷尺
EC2769 |  | Gauge |  |  | SH Lab | 85#5F-Gauge room | II | 2019-10-08 | 2020-10-07 | ES AW | Closed |  | 量规
EC2769 | 1 | Gauge |  |  | SH Lab | 85#5F-Gauge room | II | 2019-10-08 | 2020-10-07 | ES AW | Closed |  | 量规
EC2769 | 10 | Gauge |  |  | SH Lab | 85#5F-Gauge room | II | 2019-10-08 | 2020-10-07 | ES AW | Closed |  | 量规
EC2769 | 11 | Gauge |  |  | SH Lab | 85#5F-Gauge room | II | 2019-10-08 | 2020-10-07 | ES AW | Closed |  | 量规
EC2769 | 12 | Gauge |  |  | SH Lab | 85#5F-Gauge room | II | 2019-10-08 | 2020-10-07 | ES AW | Closed |  | 量规
EC2769 | 13 | Gauge |  |  | SH Lab | 85#5F-Gauge room | II | 2019-10-08 | 2020-10-07 | ES AW | Closed |  | 量规
EC2769 | 14 | Gauge |  |  | SH Lab | 85#5F-Gauge room | II | 2019-10-08 | 2020-10-07 | ES AW | Closed |  | 量规
EC2769 | 15 | Gauge |  |  | SH Lab | 85#5F-Gauge room | II | 2019-10-08 | 2020-10-07 | ES AW | Closed |  | 量规
EC2769 | 16 | Gauge |  |  | SH Lab | 85#5F-Gauge room | II | 2019-10-08 | 2020-10-07 | ES AW | Closed |  | 量规
EC2769 | 17 | Gauge |  |  | SH Lab | 85#5F-Gauge room | II | 2019-10-08 | 2020-10-07 | ES AW | Closed |  | 量规
EC2769 | 18 | Gauge |  |  | SH Lab | 85#5F-Gauge room | II | 2019-10-08 | 2020-10-07 | ES AW | Closed |  | 量规
EC2769 | 19 | Gauge |  |  | SH Lab | 85#5F-Gauge room | II | 2019-10-08 | 2020-10-07 | ES AW | Closed |  | 量规
EC2769 | 2 | Gauge |  |  | SH Lab | 85#5F-Gauge room | II | 2019-10-08 | 2020-10-07 | ES AW | Closed |  | 量规
EC2769 | 20 | Gauge |  |  | SH Lab | 85#5F-Gauge room | II | 2019-10-08 | 2020-10-07 | ES AW | Closed |  | 量规
EC2769 | 21 | Gauge |  |  | SH Lab | 85#5F-Gauge room | II | 2019-10-08 | 2020-10-07 | ES AW | Closed |  | 量规
EC2769 | 22 | Gauge |  |  | SH Lab | 85#5F-Gauge room | II | 2019-10-08 | 2020-10-07 | ES AW | Closed |  | 量规
EC2769 | 23 | Gauge |  |  | SH Lab | 85#5F-Gauge room | II | 2019-10-08 | 2020-10-07 | ES AW | Closed |  | 量规
EC2769 | 24 | Gauge |  |  | SH Lab | 85#5F-Gauge room | II | 2019-10-08 | 2020-10-07 | ES AW | Closed |  | 量规
EC2769 | 25 | Gauge |  |  | SH Lab | 85#5F-Gauge room | II | 2019-10-08 | 2020-10-07 | ES AW | Closed |  | 量规
EC2769 | 26 | Gauge |  |  | SH Lab | 85#5F-Gauge room | II | 2019-10-08 | 2020-10-07 | ES AW | Closed |  | 量规
EC2769 | 27 | Gauge |  |  | SH Lab | 85#5F-Gauge room | II | 2019-10-08 | 2020-10-07 | ES AW | Closed |  | 量规
EC2769 | 28 | Gauge |  |  | SH Lab | 85#5F-Gauge room | II | 2019-10-08 | 2020-10-07 | ES AW | Closed |  | 量规
EC2769 | 29 | Gauge |  |  | SH Lab | 85#5F-Gauge room | II | 2019-10-08 | 2020-10-07 | ES AW | Closed |  | 量规
EC2769 | 3 | Gauge |  |  | SH Lab | 85#5F-Gauge room | II | 2019-10-08 | 2020-10-07 | ES AW | Closed |  | 量规
EC2769 | 30 | Gauge |  |  | SH Lab | 85#5F-Gauge room | II | 2019-10-08 | 2020-10-07 | ES AW | Closed |  | 量规
EC2769 | 31 | Gauge |  |  | SH Lab | 85#5F-Gauge room | II | 2019-10-08 | 2020-10-07 | ES AW | Closed |  | 量规
EC2769 | 32 | Gauge |  |  | SH Lab | 85#5F-Gauge room | II | 2019-10-08 | 2020-10-07 | ES AW | Closed |  | 量规
EC2769 | 33 | Gauge |  |  | SH Lab | 85#5F-Gauge room | II | 2019-10-08 | 2020-10-07 | ES AW | Closed |  | 量规
EC2769 | 34 | Gauge |  |  | SH Lab | 85#5F-Gauge room | II | 2019-10-08 | 2020-10-07 | ES AW | Closed |  | 量规
EC2769 | 4 | Gauge |  |  | SH Lab | 85#5F-Gauge room | II | 2019-10-08 | 2020-10-07 | ES AW | Closed |  | 量规
EC2769 | 5 | Gauge |  |  | SH Lab | 85#5F-Gauge room | II | 2019-10-08 | 2020-10-07 | ES AW | Closed |  | 量规
EC2769 | 6 | Gauge |  |  | SH Lab | 85#5F-Gauge room | II | 2019-10-08 | 2020-10-07 | ES AW | Closed |  | 量规
EC2769 | 7 | Gauge |  |  | SH Lab | 85#5F-Gauge room | II | 2019-10-08 | 2020-10-07 | ES AW | Closed |  | 量规
EC2769 | 8 | Gauge |  |  | SH Lab | 85#5F-Gauge room | II | 2019-10-08 | 2020-10-07 | ES AW | Closed |  | 量规
EC2769 | 9 | Gauge |  |  | SH Lab | 85#5F-Gauge room | II | 2019-10-08 | 2020-10-07 | ES AW | Closed |  | 量规
EC2770 |  | Thermocouple Welder |  |  | SH Lab | 86#3F-Home appliance test lab | III | 2003-09-19 | — |  | Closed |  | 热电偶焊接仪
EC2771 |  | Thermocouple Welder |  |  | SH Lab | 86#4F-Multimedia test lab | III | 2003-09-19 | — |  | Closed |  | 热电偶焊接仪
EC2772 |  | Thermocouple Welder |  |  | SH Lab | 86#1F-Tools & machinery test lab | III | 2003-09-19 | — |  | Closed |  | 热电偶焊接仪
EC2773 |  | Thermocouple Welder |  |  | SH Lab | 85#5F-ACCE & LUM test lab | III | 2003-09-19 | — |  | Closed |  | 热电偶焊接仪
EC2774 |  | DC Analog Volt Meter |  |  | SH Lab | 86#2F-Power supply test lab | I | 2006-09-11 | — | SIMT | Disposal |  | 模拟直流电压表
EC2775 |  | DC Analog Current Meter |  |  | SH Lab | 86#2F-Power supply test lab | I | 2019-10-30 | 2020-10-29 | JSMI | Calibrating |  | 模拟直流电流表
EC2776 |  | Tapeline |  |  | SH Lab |  | I |  | — | SIMT | Disposal | Scrap | 卷尺
EC2777 |  | Blank |  |  |  |  | II |  |  |  | Closed |  | Blank
EC2778 |  | Gauge for verification of Grooves,Holes and Reverse Tapers |  |  | SH Lab |  | II |  | — |  | Disposal | Scrap | 确认凹槽,孔和倒转锥形的量规
EC2778 | 1 | Gauge for verification of Grooves,Holes and Reverse Tapers |  |  | SH Lab | 85#5F-Gauge room | II | 2019-11-20 | 2020-11-19 | EC JZ | Closed | Scrap | 确认凹槽,孔和倒转锥形的量规
EC2779 |  | Gauge for the verification of the outline of covers or cover-plates |  |  | SH Lab | 85#5F-Gauge room | II | 2020-09-28 | 2021-09-27 | ES AW | Closed |  | 确认盖或盖板外形的量规
EC2780 |  | Magnifier |  |  | SH Lab | 86#4F-Calibration room | II | 2020-09-22 | 2021-09-21 | EC JZ | Closed |  | 放大镜
EC2781 |  | Torque Screwdriver |  | 02K027 | CN FAC | 86#4F-Calibration room | I | 2015-09-02 | — | JSMI | Repairing |  | 扭力螺丝刀
EC2782 |  | Digital Micrometer |  |  | CN FAC | 86#4F-Calibration room | I | 2016-10-28 | — | MFG | Out of service | 封存2017.10.28 | 千分尺
EC2783 |  | Digital scale |  | S25207624 | CN FAC | 86#4F-Calibration room | I | 2019-09-10 | 2020-09-09 | JSMI | Calibrating |  | 电子秤
EC2784 |  | Digital scale |  | 11936839 | CN FAC | 86#4F-Calibration room | I | 2019-09-10 | 2020-09-09 | JSMI | Calibrating |  | 电子秤
EC2785 |  | Thermometer |  | 74650319 | CN FAC | 86#4F-Calibration room | II | 2019-10-12 | 2020-10-11 | ES AW | Closed |  | 点温计
EC2786 |  | Infrared Thermometer |  | 266 | SH Lab | 86#4F-Multimedia test lab | I | 2020-04-06 | 2021-04-05 | SIMT | Closed |  | 远红外点温仪
EC2787 |  | Dual Display Multimeter |  |  | SH Lab | 51#7F-LUM test lab | II | 2020-09-28 | 2021-09-27 | EC JZ | Closed |  | 数字双显示万用表
EC2788 |  | Oscilloscope |  | B027873 | CN FAC | 86#4F-Calibration room | I | 2013-10-11 | — | SIMT | Disposal |  | 示波器
EC2788 | 1 | Electronic counter | JDM15-T |  | CN FAC | 86#4F-Calibration room | I | 2020-06-04 | 2021-06-03 | SIMT | Closed |  | 计数器
EC2789 |  | Fixture for Thermocouple |  |  | SH Lab | 86#4F-Multimedia test lab | III | 2003-09-25 | — |  | Closed |  | 热电偶支架
EC2790 |  | Fixture for Thermocouple |  |  | SH Lab | 86#4F-Multimedia test lab | III | 2003-09-25 | — |  | Closed |  | 热电偶支架
EC2791 |  | Fixture for Thermocouple |  |  | SH Lab | 86#2F-Power supply test lab | III | 2003-09-25 | — |  | Closed |  | 热电偶支架
EC2792 |  | Fixture for Thermocouple |  |  | SH Lab | 85#5F-ACCE & LUM test lab | III | 2003-09-25 | — |  | Closed |  | 热电偶支架
EC2793 |  | Fixture for Thermocouple |  |  | SH Lab | 86#2F-Power supply test lab | III | 2003-09-25 | — |  | Closed |  | 热电偶支架
EC2794 |  | Fixture for Thermocouple |  |  | SH Lab | 85#5F-ACCE & LUM test lab | III | 2003-09-25 | — |  | Closed |  | 热电偶支架
EC2795 |  | Load Box for Dynamic Loading Test |  |  | SH Lab | 86#1F-Garden tools test lab (Ⅰ) | III | 2003-09-25 | — |  | Disposal | Scrap | 动态负载测试用负载盒
EC2796 |  | Switch box for leakage current filter |  |  | SH Lab |  | III | 2003-09-25 | — |  | Disposal | Scrap | 泄露电流用开关盒
EC2797 |  | Switch box for 4 wires resistance measurement |  |  | SH Lab | 86#4F-Multimedia test lab | III | 2003-09-25 | — |  | Closed |  | 4线法测电阻用开关盒
EC2798 |  | Variable Transformer |  |  | SH Lab | 86#1F-Endurance test lab | III | 2003-09-26 | — |  | Closed |  | 调压器
EC2799 |  | Variable Transformer |  |  | SH Lab | 86#1F-Tools & machinery test lab | III | 2003-09-26 | — |  | Closed |  | 调压器
EC2800 |  | Isolating Transformer |  |  | SH Lab | 86#3F-Cooking & HVAC test lab | III | 2003-09-26 | — |  | Closed |  | 隔离变压器
EC2801 |  | Isolating Transformer |  |  | SH Lab | 86#4F-Multimedia test lab | III | 2003-09-26 | — |  | Closed |  | 隔离变压器
EC2802 |  | Isolating Transformer |  |  | SH Lab |  | III | 2003-09-26 | — |  | Disposal | Scrap | 隔离变压器
EC2803 |  | Variable Transformer |  |  | SH Lab | 86#1F-General test lab | III | 2003-09-26 | — |  | Out of service |  | 调压器
EC2804 |  | Variable Transformer |  |  |  |  | III | 2003-09-26 | — |  | Disposal | Transfer to HZ | 调压器
EC2805 |  | Mandrel |  |  | SH Lab | 86#2F-Power supply test lab | II | 2020-09-27 | 2021-09-26 | ES AW | Closed |  | 心轴
EC2806 |  | Test Rod |  |  | SH Lab | 85#5F-Gauge room | II | 2020-09-27 | 2021-09-26 | ES AW | Closed |  | 金属棒
EC2807 |  | Arrangement for test on covers or cover-plates |  |  | SH Lab | 85#5F-Gauge room | II | 2020-09-27 | 2021-09-26 | ES AW | Closed |  | 盖或盖盘测试用装置
EC2808 |  | Steel plate |  |  | SH Lab | 85#5F-Gauge room | II | 2020-09-07 | 2021-09-06 | EC JZ | Closed |  | 铁片
EC2809 |  | Test wall |  |  | SH Lab | 85#5F-ACCE & LUM test lab | III | 2003-10-06 | — |  | Closed |  | 测试墙
EC2810 |  | Wood Block |  |  | SH Lab | 85#5F-ACCE & LUM test lab | III | 2003-10-07 | — |  | Closed |  | 木块
EC2811 |  | Horizontal Flame Test Apparatus |  |  | SH Lab |  | II | 2007-10-08 | — | ES JH | Disposal |  | 水平方向火焰测试装置
EC2811 | 1 | Pressure meter of U-type |  |  | SH Lab | Hangzhou test lab | I | 2005-10-17 | — | SIMT | Disposal | Transfer to HZ | U型压力表
EC2811 | 10 | Gauge |  |  | SH Lab | 86#1F-Material test lab | II | 2010-10-09 | — | ES LWF | Disposal | Transfer to HZ | 量规
EC2811 | 11 | Blowtorch |  |  | SH Lab | 86#1F-Material test lab | II | 2007-10-09 | — | ES LWF | Out of service | Transfer to HZ | 喷灯
EC2811 | 12 | Gauge |  |  | SH Lab | 86#1F-Material test lab | II | 2010-10-09 | — | ES LWF | Disposal | Transfer to HZ | 量规
EC2811 | 13 | Burner wing top |  |  | SH Lab | 86#1F-Material test lab | II | 2010-01-22 | — | ES LWF | Disposal | Transfer to HZ | 燃烧实验HBF等级用喷嘴
EC2811 | 2 | Flowmeter |  |  | SH Lab | Hangzhou test lab | I | 2008-05-21 | — | ZMT | Out of service | Transfer to HZ | 流量表
EC2811 | 3 | Guage |  |  | SH Lab | 86#1F-Material test lab | II | 2009-10-08 | — | ES JH | Disposal | Transfer to HZ | 量规
EC2811 | 4 | Guage |  |  | SH Lab | 86#1F-Material test lab | II | 2009-10-08 | — | ES JH | Disposal | Transfer to HZ | 量规
EC2811 | 5 | support |  |  | SH Lab |  | II | 2007-10-08 | — | ES JH | Out of service | Transfer to HZ | 支架
EC2811 | 6 | Thermometer |  |  | SH Lab |  | II | 2007-10-18 | — | ES JH | Out of service | Transfer to HZ | 点温计
EC2811 | 7 | Timer Relay |  |  | SH Lab |  | II | 2007-10-08 | — | ES JH | Out of service | Transfer to HZ | 时间继电器
EC2811 | 8 | Copper block |  |  | SH Lab |  | II | 2007-10-08 | — | ES JH | Out of service | Transfer to HZ | 铜块
EC2811 | 9 | Steel Ruler |  |  | SH Lab | 86#1F-Material test lab | II | 2010-09-05 | — | ES LWF | Disposal | Transfer to HZ | 直尺
EC2812 |  | Apparatus for deflection test |  |  | SH Lab | 85#5F-Gauge room | II | 2019-10-08 | 2020-10-07 | ES AW | Closed |  | 偏转测试用装置
EC2813 |  | Load Resistor Box |  |  | SH Lab | 86#4F-Multimedia test lab | III | 2003-10-07 | — |  | Closed |  | 负载电阻盒
EC2814 |  | Polisher endurance Tester |  |  | SH Lab |  | II |  | — | ES JH | Disposal |  | 磨光机耐久试验仪
EC2815 |  | Resistor |  |  | SH Lab | 51#7F-LUM test lab | III | 2003-10-07 | — |  | Closed |  | 电阻盒
EC2816 |  | Apparatus for supply cord pulling and twisting test |  |  | SH Lab | 86#3F-Home appliance test lab | II | 2007-12-29 | — | ES JH | Disposal |  | 电源线拉伸扭力试验仪
EC2817 |  | Push-pull scale |  | 102274 | SH Lab | 85#5F-Gauge room | I | 2020-01-02 | 2021-01-01 | JSMI | Closed |  | 推拉力计
EC2818 |  | Push-pull scale |  | 137136 | CN FAC | 86#4F-Calibration room | I | 2007-10-22 | — | SIMT | Disposal |  | 推拉力计
EC2819 |  | Electronic inclinometer |  |  | CN FAC | 86#4F-Calibration room | I | 2020-05-20 | 2021-05-19 | JSMI | Closed |  | 电子水平角度仪
EC2820 | 1 | Apparatus for testing resistance to abnormal heat of insulating sleeves of plug pins |  |  | SH Lab | 86#1F-General test lab | II | 2011-05-16 | — | ES AW | Damaged |  | 接插件温升试验仪
EC2820 | 2 | Apparatus for testing resistance to abnormal heat of insulating sleeves of plug pins |  |  | SH Lab | 86#1F-General test lab | II | 2011-05-16 | — | ES AW | Damaged |  | 接插件温升试验仪
EC2821 |  | Window Glass Sheet for the Glass test shelve |  |  | SH Lab | 85#5F-ACCE & LUM test lab | III | 2003-10-09 | — |  | Closed |  | Sheet for the Glass test shelve
EC2822 |  | Test Rod |  |  | SH Lab | 85#5F-Gauge room | II | 2020-10-09 | 2021-10-08 | EC JK | Closed |  | 测试棒
EC2823 |  | Module for Data Acquisition |  |  | CN FAC | 86#4F-Calibration room | III | 2003-08-30 | — |  | Closed |  | 数据采集仪模块
EC2824 |  | Module for Data Acquisition |  |  | CN FAC | 86#4F-Calibration room | III | 2003-08-30 | — |  | Closed |  | 数据采集仪模块
EC2825 |  | Push-pull scale |  | 137336 | CN FAC | 86#4F-Calibration room | I | 2020-05-29 | 2021-05-28 | SIMT | Closed |  | 推拉力计
EC2826 |  | Temperature and Humidity Recorder |  | 3101301433 | SH Lab | 85#5F-Gauge room | I | 2019-04-26 | 2020-04-25 | JSMI | Closed |  | 温湿度记录仪
EC2827 |  | Temperature and Humidity Recorder |  | 3101302422 | SH Lab | 86#1F-Tools & machinery test lab | I | 2018-04-11 | — | JSMI | Out of service | 未找到 | 温湿度记录仪
EC2828 | 1 | Gauges for Lampholder |  |  | XM Lab | Xiamen test lab | II | 2019-12-27 | 2020-12-26 | EC JZ | Closed |  | 灯具量规
EC2828 | 10 | Gauges for Lampholder |  |  | XM Lab | Xiamen test lab | II | 2019-12-27 | 2020-12-26 | EC JZ | Closed |  | 灯具量规
EC2828 | 11 | Gauges for Lampholder |  |  | XM Lab | Xiamen test lab | II | 2019-12-27 | 2020-12-26 | EC JZ | Closed |  | 灯具量规
EC2828 | 12 | Gauges for Lampholder |  |  | XM Lab | Xiamen test lab | II | 2019-12-27 | 2020-12-26 | EC JZ | Closed |  | 灯具量规
EC2828 | 13 | Gauges for Lampholder |  |  | XM Lab | Xiamen test lab | II | 2019-12-27 | 2020-12-26 | EC JZ | Closed |  | 灯具量规
EC2828 | 14 | Gauges for Lampholder |  |  | XM Lab | Xiamen test lab | II | 2019-12-27 | 2020-12-26 | EC JZ | Closed |  | 灯具量规
EC2828 | 15 | Gauges for Lampholder |  |  | XM Lab | Xiamen test lab | II | 2019-12-27 | 2020-12-26 | EC JZ | Closed |  | 灯具量规
EC2828 | 16 | Gauges for Lampholder |  |  | XM Lab | Xiamen test lab | II | 2019-12-27 | 2020-12-26 | EC JZ | Closed |  | 灯具量规
EC2828 | 17 | Gauges for Lampholder |  |  | XM Lab | Xiamen test lab | II | 2019-12-27 | 2020-12-26 | EC JZ | Closed |  | 灯具量规
EC2828 | 18 | Gauges for Lampholder |  |  | XM Lab | Xiamen test lab | II | 2019-12-27 | 2020-12-26 | EC JZ | Closed |  | 灯具量规
EC2828 | 2 | Gauges for Lampholder |  |  | XM Lab | Xiamen test lab | II | 2019-12-27 | 2020-12-26 | EC JZ | Closed |  | 灯具量规
EC2828 | 3 | Gauges for Lampholder |  |  | XM Lab | Xiamen test lab | II | 2019-12-27 | 2020-12-26 | EC JZ | Closed |  | 灯具量规
EC2828 | 4 | Gauges for Lampholder |  |  | XM Lab | Xiamen test lab | II | 2019-12-27 | 2020-12-26 | EC JZ | Closed |  | 灯具量规
EC2828 | 5 | Gauges for Lampholder |  |  | XM Lab | Xiamen test lab | II | 2019-12-27 | 2020-12-26 | EC JZ | Closed |  | 灯具量规
EC2828 | 6 | Gauges for Lampholder |  |  | XM Lab | Xiamen test lab | II | 2019-12-27 | 2020-12-26 | EC JZ | Closed |  | 灯具量规
EC2828 | 7 | Gauges for Lampholder |  |  | XM Lab | Xiamen test lab | II | 2019-12-27 | 2020-12-26 | EC JZ | Closed |  | 灯具量规
EC2828 | 8 | Gauges for Lampholder |  |  | XM Lab | Xiamen test lab | II | 2019-12-27 | 2020-12-26 | EC JZ | Closed |  | 灯具量规
EC2828 | 9 | Gauges for Lampholder |  |  | XM Lab | Xiamen test lab | II | 2019-12-27 | 2020-12-26 | EC JZ | Closed |  | 灯具量规
EC2829 |  | Electronic tachometer |  | L1490169 | SH Lab | 86#2F-Construction test lab(Ⅰ) | I | 2019-12-23 | 2020-12-22 | JSMI | Closed |  | 光电转速表
EC2830 |  | Magnetic induction tachometer |  | L2500005 | SH Lab | 86#1F-Garden tools test lab (Ⅰ) | I | 2018-03-01 | — | JSMI | Disposal |  | 磁感应转速表
EC2831 |  | Lampcap life normal operation test apparatus | 定制 |  | SH Lab | 51#7F-LUM test lab | II | 2020-01-08 | 2021-01-07 | ES AW | Closed | 第一次维修编号EC2831(WX1)，由海悦电子维修。 | 灯头寿命操作试验装置
EC2831 | 1 | Torque sensor | GNJ-5(Nm) | 1110111 | SH Lab | 51#7F-LUM test lab | I | 2014-12-08 | — | SIMT | Out of service | 封存，原EC2831里的扭矩仪新编号码为EC2831-1，待计量，现EC2831为灯头寿命操作试验装置（不含扭矩仪） | 扭矩传感器
EC2831 | 2 | Screw Caps E14 | 定制 |  | SH Lab | 51#7F-LUM test lab | II | 2019-12-08 | 2020-12-07 | EC JK | Closed |  | 试验灯头E14
EC2831 | 3 | Screw Caps E27 | 定制 |  | SH Lab | 51#7F-LUM test lab | II | 2019-12-08 | 2020-12-07 | EC JK | Closed |  | 试验灯头E27
EC2831 | 4 | Screw Caps E40 | 定制 |  | SH Lab | 51#7F-LUM test lab | II | 2019-12-08 | 2020-12-07 | EC JK | Closed |  | 试验灯头E40
EC2832 |  | AC Frequency Converter |  |  | SH Lab | 85#5F-B5F Power distribution room | III |  | — |  | Closed | Transfer to HZ | 交流变频电源
EC2833 |  | Variable Transformer |  |  | XM Lab | Xiamen test lab | III | 2002-06-24 | — |  | Closed |  | 调压器
EC2834 |  | AC Hi-Pot tester |  | 90297 | SH Lab | 86#3F-Construction test lab (Ⅱ) | I | 2019-11-04 | 2020-11-03 | JSMI | Closed |  | 交流耐压仪
EC2835 |  | AC Hi-Pot tester |  | 90298 | YY Eng | Yuyao test lab | I | 2020-05-07 | 2021-05-06 | CIXI | Closed |  | 交流耐压仪
EC2836 |  | AC Frequency Converter |  |  |  | 86#3F-3F Power distribution room | III | 2003-12-16 | — |  | Closed |  | 交流变频电源
EC2837 |  | Spring hammer calibrator |  |  | CN FAC | 86#4F-Calibration room | II | 2020-09-03 | 2020-10-02 | EC JZ | Closed |  | 冲击锤校准装置
EC2838 |  | Shielded room |  | 1 | SH Lab | 86#4F-EMC Shielding room | I | 2020-01-13 | 2021-01-12 | SIMT | Closed |  | 屏蔽室
EC2839 |  | Shielded room |  | 2 | SH Lab | 86#4F-EMC Shielding room | I | 2020-01-13 | 2021-01-12 | SIMT | Closed |  | 屏蔽室
EC2840 |  | Test Rod |  |  | SH Lab | 51#7F-PPT test lab | II | 2020-03-09 | 2021-03-08 | EC JK | Closed |  | 测试棒
EC2841 |  | Vessel |  |  | SH Lab |  | II |  | — |  | Disposal | Scrap | 平底铝锅
EC2842 |  | Digital Caliper |  |  | SH Lab | 86#3F-Construction test lab (Ⅱ) | I | 2009-03-18 | — | SIMT | Out of service |  | 电子数显卡尺
EC2843 |  | Digital Caliper |  | 3011707 | SH Lab | 86#3F-Construction test lab (Ⅱ) | I | 2020-05-13 | 2021-05-12 | JSMI | Closed |  | 电子数显卡尺
EC2844 |  | power Analyzer |  |  | SH Lab | 85#5F-ACCE & LUM test lab | I | 2007-10-09 | — | SIMT | Out of service | Transfer to HZ | 功率分析仪
EC2845 |  | Ball Pressure Tester |  |  | XM Lab | Xiamen test lab | II | 2020-06-16 | 2021-06-15 | EC JZ | Closed |  | 球压试验仪
EC2846 |  | Gauge |  |  | SH Lab | 85#5F-Gauge room | II | 2020-06-17 | 2021-06-16 | EC JZ | Closed |  | 量规
EC2847 |  | Torque tester for Lamp cap |  |  | XM Lab | Xiamen test lab | I | 2019-06-16 | 2020-06-15 | XRCTT | Closed |  | 灯头扭力装置
EC2848 |  | Fixture for Thermocouple |  |  | SH Lab | 86#3F-Home appliance test lab | III | 2004-03-10 | — |  | Closed |  | 热电偶支架
EC2849 |  | Vacuum Pump |  | 50 | SH Lab | 86#1F-Environment test lab | III | 2004-04-01 | — |  | Closed |  | 旋片式真空泵
EC2850 |  | Standard Lump |  |  | SH Lab |  | I |  | — |  | Disposal | Scrap | 标准灯
EC2851 |  | The calibrator for spring hammer calibrator |  |  | CN FAC | 86#4F-Calibration room | III | 2004-02-25 | — |  | Disposal |  | 冲击锤校准仪的校准装置
EC2852 |  | Digital Multimeter | 187 |  | CN FAC | 86#4F-Calibration room | II | 2020-04-18 | 2021-04-17 | EC JZ | Closed |  | 数字万用表
EC2853 |  | Gauge |  |  | SH Lab | 86#1F-Tools & machinery test lab | II | 2020-04-18 | 2021-04-17 | ES AW | Closed |  | 塞规
EC2854 |  | High Temperature Oven |  | 1010040105 | SH Lab | 51#7F-PPT test lab | I | 2020-04-13 | 2021-04-12 | JSMI | Closed |  | 高温烘箱
EC2855 |  | Steel Ball |  |  | SH Lab | 86#2F-Construction test lab(Ⅰ) | II |  | — | ES LWF | Disposal |  | Φ50mm 铁球
EC2856 |  | Ball Pressure Tester |  |  | YY Eng | Yuyao test lab | II | 2020-03-10 | 2021-03-09 | EC JZ | Closed |  | 球压试验仪
EC2856 | 1 | amplifier |  |  | CIXI | CIXI test lab | I | 2015-07-15 | — | SIMT | Out of service | 封存2016.12.14 | 放大镜
EC2857 |  | Pressure Testing Pump |  |  | SH Lab | 86#1F-Tools & machinery test lab | III | 2004-04-22 | — |  | Closed |  | 压力自控试压泵
EC2857 | 1 | Pressure meter |  |  | SH Lab | 86#1F-Washing M/C test lab | I | 2005-08-22 | — | SIMT | Disposal |  | 压力表
EC2858 |  | High pressure cleaner endurance tester |  |  | SH Lab |  | I |  | — |  | Disposal | Scrap | 高压清洗机耐久测试台
EC2859 |  | High pressure cleaner endurance tester |  |  | SH Lab |  | I |  | — |  | Disposal | Scrap | 高压清洗机耐久测试台
EC2859 | 9 | Pressure meter |  |  | SH Lab |  | I |  | — | SIMT | Disposal |  | 压力表
EC2860 |  | Weight |  |  | SH Lab | 51#7F-LUM test lab | II | 2020-05-08 | 2021-05-07 | ES AW | Closed |  | 砝码
EC2861 |  | Fixture for Thermocouple |  |  | SH Lab | 86#3F-Cooking & HVAC test lab | III | 2004-05-10 | — |  | Closed |  | 热电偶支架
EC2862 |  | Fixture for Thermocouple |  |  | SH Lab | 86#3F-Heating & motor test lab | III | 2004-05-10 | — |  | Closed |  | 热电偶支架
EC2863 |  | Digital Multimeter |  |  | SH Lab | 86#3F-Cooking & HVAC test lab | II | 2016-08-14 | — | ES HG | Disposal |  | 数字万用表
EC2864 |  | Gauge |  |  | SH Lab | 86#3F-Construction test lab (Ⅱ) | II | 2020-05-11 | 2021-05-10 | EC JZ | Closed |  | 试验棒
EC2865 |  | Combustible Gas Detector |  |  | SH Lab | 86#3F-Home appliance test lab | I | 2008-02-25 | — | SIMT | Disposal |  | 易燃易爆气体检测仪
EC2866 |  | Shunt |  |  | SH Lab | 86#4F-Multimedia test lab | III | 2004-05-09 | — |  | Closed |  | 分流器
EC2867 |  | Test hook |  |  | SH Lab | 86#1F-General test lab | II | 2020-05-17 | 2021-05-16 | ES AW | Closed |  | 试验钩
EC2868 |  | Digital Caliper |  | 4039013 | SH Lab | 86#4F-Multimedia test lab | I | 2013-05-27 | — | SIMT | Disposal |  | 电子数显卡尺
EC2869 |  | Hardwood Board |  |  | SH Lab | 86#1F-General test lab | III | 2004-05-18 | — | ES LWF | Closed |  | 硬木板
EC2870 |  | Variable Transformer |  |  | SH Lab | 86#3F-Heating & motor test lab | III | 2004-05-20 | — |  | Disposal |  | 调压器
EC2871 |  | Resistor |  |  | SH Lab | 86#4F-EMC test lab | III | 2004-05-18 | — |  | Closed |  | 负载电阻
EC2872 | 1 | Test Probe |  |  | SH Lab | 86#1F-General test lab | II | 2020-05-19 | 2021-05-18 | EC JZ | Closed |  | 试验探棒
EC2872 | 2 | Test Probe |  |  | SH Lab | 86#1F-General test lab | II | 2020-05-19 | 2021-05-18 | EC JZ | Closed |  | 试验探棒
EC2873 |  | Standard Workbench |  |  | SH Lab | 86#4F-Multimedia test lab | III | 2004-05-08 | — |  | Closed |  | 标准实验台
EC2874 |  | Leakage Current Filter |  |  | SH Lab |  | I |  | — | SIMT | Disposal | Scrap | 泄漏电流测试盒
EC2875 |  | Gauge for Lampholder |  |  | SH Lab | 51#7F-LUM test lab | II | 2020-06-09 | 2021-06-08 | EC JZ | Closed |  | 灯座量规
EC2876 |  | Thermocouple Welder |  |  | SH Lab | 85#5F-ACCE & LUM test lab | III | 2004-05-24 | — |  | Closed |  | 热电偶焊接仪
EC2877 |  | Thermocouple Welder |  |  | XM Lab | Xiamen test lab | III | 2004-05-24 | — |  | Closed | XM 当作工具使用 | 热电偶焊接仪
EC2878 |  | Data Acquisition/Switch Unit |  |  | CN FAC | 86#4F-Calibration room | II | 2020-05-26 | 2021-05-25 | ES AW | Closed | Agilent BenchLink Data Logger 3版本4.2.00 | 数据采集仪
EC2879 |  | Data Acquisition/Switch Unit |  |  | SH Lab | 86#3F-Heating & motor test lab | II | 2019-12-22 | 2020-12-21 | ES AW | Closed | Agilent BenchLink Data Logger 3版本4.2.00 | 数据采集仪
EC2880 |  | Data Acquisition/Switch Unit |  |  | SH Lab | 86#4F-Multimedia test lab | II | 2020-05-26 | 2021-05-25 | ES AW | Closed | Agilent BenchLink Data Logger 3版本4.2.00 | 数据采集仪
EC2881 |  | Slide-Wire Resistor |  |  | SH Lab | 86#4F-Multimedia test lab | III | 2004-05-28 | — |  | Closed |  | 滑线变阻器
EC2882 |  | Slide-Wire Resistor |  |  | SH Lab | 86#1F-General test lab | III | 2004-05-28 | — |  | Closed |  | 滑线变阻器
EC2883 |  | Thermometer |  |  | SH Lab | 86#4F-Multimedia test lab | II | 2019-02-22 | — | ES AW | Disposal |  | 点温计
EC2884 |  | Power Energy Meter |  | 870211117 | SH Lab | 86#1F-Environment test lab | I | 2014-08-08 | — | SIMT | Out of service | 封存 2016.11.21 | 积分功率表
EC2885 |  | Pressure/Vacuum Transducer Module |  |  | SH Lab | 86#2F-Performance test lab | I | 2008-10-29 | — | JSMI | Disposal |  | 压力测试模块
EC2886 |  | Resistor |  |  | SH Lab | 86#4F-Multimedia test lab | III | 2004-05-31 | — |  | Closed |  | 电阻盒
EC2887 |  | Spring Hammer |  |  | SH Lab | 86#4F-Multimedia test lab | II | 2015-05-08 | — | EC JK | Damaged |  | 冲击锤
EC2888 |  | Push-pull scale |  | 148742 | SH Lab | 86#4F-Multimedia test lab | I | 2012-07-13 | — | SQI | Disposal |  | 推拉力计
EC2889 |  | Base plate of Press apparatus |  |  | SH Lab | 86#4F-Multimedia test lab | II | 2020-06-02 | 2021-06-01 | ES AW | Closed |  | 压力装置底座
EC2890 |  | AC Frequency Converter |  |  | SH Lab | 86#4F-4F Power distribution room | III | 2004-06-01 | — |  | Closed |  | 交流变频电源
EC2891 |  | DC Linear Power Source |  |  | SH Lab | Hangzhou test lab | III | 2004-05-31 | — |  | Closed | Transfer to HZ | 直流稳压电源
EC2892 |  | Test Probe |  |  | XM Lab | Xiamen test lab | II | 2020-06-10 | 2021-06-09 | EC JZ | Closed |  | 试验探棒
EC2893 |  | Test Probe |  |  | XM Lab | Xiamen test lab | II | 2020-06-10 | 2021-06-09 | EC JZ | Closed |  | 试验探棒
EC2894 |  | Test Probe |  |  | SH Lab | 86#4F-Multimedia test lab | II | 2020-06-29 | 2021-06-28 | EC JK | Closed |  | 试验探棒
EC2895 |  | Test Probe |  |  | SH Lab | 86#4F-Multimedia test lab | II | 2020-06-29 | 2021-06-28 | EC JK | Closed |  | 试验探棒
EC2896 |  | Test Probe |  |  | SH Lab | 86#1F-Garden tools test lab (Ⅰ) | II | 2020-09-12 | 2021-09-11 | EC JK | Closed |  | 手持式探棒
EC2897 |  | Steel Bar |  |  | SH Lab | 86#3F-Home appliance test lab | II | 2020-06-17 | 2021-06-16 | EC JZ | Closed | Calibrating | 钢条
EC2898 |  | Cleaner's vacuum Pressure Tester |  |  | SH Lab | 86#2F-Performance test lab | II | 2020-08-06 | 2021-08-05 | ES AW | Closed |  | 吸尘器真空压力测试装置
EC2899 |  | Steel Ruler |  |  | XM Lab | Xiamen test lab | III | 2004-06-17 | — | ES LWF | Closed |  | 直尺
EC2900 |  | Gauge |  |  | SH Lab | 51#7F-LUM test lab | II | 2020-06-22 | 2021-06-21 | EC JZ | Closed |  | 检查用量规
EC2901 |  | Ball |  |  | SH Lab | 86#3F-Home appliance test lab | II | 2020-06-29 | 2021-06-28 | EC JK | Closed |  | 试验用球
EC2902 |  | Spring Hammer |  |  | SH Lab | 86#1F-Tools & machinery test lab | II | 2020-08-08 | 2020-11-07 | EC JK | Closed |  | 冲击头
EC2903 |  | Spring Hammer |  |  | SH Lab | 86#3F-Construction test lab (Ⅱ) | II | 2020-08-08 | 2020-11-07 | EC JK | Closed |  | 冲击锤
EC2904 |  | Leakage Current Filter |  |  |  |  | I |  | — |  | Disposal | send to Japan | 泄漏电流测试盒
EC2905 |  | 3-Axise Fixture |  |  | SH Lab | 86#1F-Garden tools test lab (Ⅰ) | III | 2004-07-23 | — |  | Closed |  | 3维测功机支架
EC2906 |  | IPX8 tester -2 |  |  | SH Lab | 86#1F-Washing M/C test lab | II | 2020-08-11 | 2021-08-10 | EC JZ | Closed |  | 水密性测试压力容器
EC2907 |  | Thermometer |  | 86710077 | SH Lab | 86#1F-Tools & machinery test lab | I | 2019-10-22 | 2020-10-21 | JSMI | Calibrating |  | 点温计
EC2908 |  | High Temperature Oven |  |  | XM Lab | Xiamen test lab | I | 2020-03-19 | 2021-03-18 | XRCTT | Closed |  | 高温烘箱
EC2909 |  | Metallic support for electrical iron |  |  | SH Lab | 86#3F-Home appliance test lab | III | 2004-08-05 | — |  | Closed |  | 电熨斗支架
EC2910 |  | Tapeline |  |  | SH Lab | 86#2F-TCO test lab | III | 2014-09-16 | — | SQI | Closed | 2015.06.22 | 卷尺
EC2911 |  | Tapeline |  |  | SH Lab | 86#2F-Performance test lab | I | 2008-09-09 | — | SIMT | Disposal |  | 卷尺
EC2912 |  | AC Leakage Current Tester |  |  | SH Lab |  | I |  | — | SIMT | Disposal | Send back to supplier | 交流泄漏电流测试仪
EC2913 |  | Digital Multimeter |  |  | SH Lab | 51#7F-PPT test lab | II | 2020-08-14 | 2021-08-13 | EC JZ | Closed |  | 数字万用表
EC2914 |  | AC Digital Power Meter |  |  | SH Lab | 51#7F-PPT test lab | II | 2020-09-05 | 2021-09-04 | EC JK | Closed |  | 数字交流功率表
EC2915 |  | AC Digital Power Meter |  |  | SH Lab | 51#7F-PPT test lab | II | 2020-08-22 | 2021-08-21 | EC JK | Closed |  | 数字交流功率表
EC2916 |  | AC Digital Power Meter |  |  | SH Lab | 51#7F-PPT test lab | II | 2020-08-08 | 2021-08-07 | EC JK | Closed |  | 数字交流功率表
EC2917 |  | Variable Transformer |  |  | SH Lab |  | III | 2004-08-25 | — |  | Disposal | Scrap | 调压器
EC2918 |  | Variable Transformer |  |  | SH Lab | 51#7F-PPT test lab | III | 2012-12-17 | — |  | Closed |  | 调压器
EC2919 |  | Variable Transformer |  |  | SH Lab | 51#7F-PPT test lab | III | 2004-08-25 | — |  | Closed |  | 调压器
EC2920 |  | Variable Transformer |  |  | SH Lab | 51#7F-PPT test lab | III | 2004-08-25 | — |  | Closed |  | 调压器
EC2921 |  | Variable Transformer |  |  | SH Lab | 51#7F-PPT test lab | III | 2004-08-25 | — |  | Closed |  | 调压器
EC2922 |  | Variable Transformer |  |  | SH Lab | 51#7F-PPT test lab | III | 2004-08-25 | — |  | Closed |  | 调压器
EC2923 |  | AC Frequency Converter |  |  | SH Lab | 86#4F-4F Power distribution room | III | 2004-08-23 | — |  | Disposal | 在一楼配电间 | 交流变频电源
EC2924 |  | Spring Hammer |  |  | SH Lab | 86#1F-Tools & machinery test lab | II | 2020-08-08 | 2020-11-07 | EC JK | Closed |  | 冲击锤
EC2925 |  | Data Acquisition/Switch Unit |  |  | SH Lab | 51#7F-PPT test lab | II | 2020-07-20 | 2021-07-19 | ES AW | Closed | Agilent BenchLink Data Logger 3版本4.2.00 | 数据采集仪
EC2926 |  | Data Acquisition/Switch Unit |  |  | SH Lab | 51#7F-PPT test lab | II | 2020-09-04 | 2021-09-03 | ES AW | Closed | Agilent BenchLink Data Logger 3版本4.2.00 | 数据采集仪
EC2927 |  | Data Acquisition/Switch Unit |  |  | SH Lab | 51#7F-PPT test lab | II | 2020-09-04 | 2021-09-03 | ES AW | Closed | Agilent BenchLink Data Logger 3版本4.2.00 | 数据采集仪
EC2928 |  | Exposure Level Tester ETL-400 | 147619 | C-0018 | SH Lab | 86#4F-EMC test lab | I | 2020-06-01 | 2021-05-31 | SIMT | Closed | Calibrating | 低频磁场测试仪
EC2929 |  | Digital scale | iGB-60 | 2710410 | SH Lab | 51#7F-PPT test lab | I | 2020-05-14 | 2021-05-13 | JSMI | Closed |  | 电子秤
EC2930 |  | Digital Luxmeter |  |  | SH Lab | 86#2F-Power supply test lab | I | 2008-09-24 | — | SIMT | Out of service | calibrating | 照度计
EC2931 |  | Softening temperature tester |  |  | SH Lab | 86#4F-Multimedia test lab | I | 2009-09-03 | — | JSMI | Disposal | calibrating | 软化温度测试仪
EC2932 |  | Hot wire ignition tester |  |  | SH Lab | 86#1F-Material test lab | II | 2019-10-08 | 2020-10-07 | ES AW | Closed |  | 热丝引燃装置
EC2932 | 1 | AC Digital Power Meter |  |  | SH Lab | 86#1F-Material test lab | II | 2019-10-08 | 2020-10-07 | EC JK | Closed |  | 数字交流功率表
EC2933 |  | Digital caliper |  | 4151460 | SH Lab | 86#2F-Construction test lab(Ⅰ) | I |  | — | SIMT | Disposal |  | 电子数显卡尺
EC2934 |  | Surface wall temperature test apparatus |  |  | SH Lab | 51#7F-PPT test lab | III | 2004-09-23 | — |  | Closed |  | 壁灯试验装置
EC2935 |  | Surface wall temperature test apparatus |  |  | SH Lab | 51#7F-PPT test lab | III | 2004-09-23 | — |  | Closed |  | 壁灯试验装置
EC2936 |  | Test corner |  |  | SH Lab | 51#7F-PPT test lab | III | 2004-09-23 | — |  | Closed |  | 试验角
EC2937 |  | Test corner |  |  | SH Lab | 86#3F-Training equipment test lab | III | 2004-09-23 | — |  | Closed |  | 试验角
EC2938 |  | Test corner |  |  | XM Lab | Xiamen test lab | III | 2004-09-23 | — |  | Closed |  | 试验角
EC2939 |  | Data Acquisition/Switch Unit |  | MY41010061 | SH Lab | 86#1F-Garden tools test lab (Ⅰ) | II | 2020-02-08 | 2021-02-07 | ES AW | Closed | Agilent BenchLink Data Logger 3版本4.2.00 | 数据采集仪
EC2940 |  | Life Tester For Impact Drill |  |  |  |  | III | 2004-08-20 | — |  | Disposal | Transfer to HZ | 交流冲击钻寿命测试机
EC2941 |  | Life Tester For Circular Saw |  |  |  |  | III | 2004-08-20 | — |  | Disposal | Transfer to HZ | 电圆锯寿命测试机
EC2942 |  | Life Tester For Reciprocating Saw |  |  |  |  | III | 2004-08-20 | — |  | Disposal | Transfer to HZ | 往复锯寿命测试机
EC2943 |  | Surface Ceiling Temperature Test Apparatus |  |  | SH Lab | 51#7F-LUM test lab | III | 2004-10-02 | — |  | Closed |  | 吊灯试验装置
EC2944 |  | Surface Ceiling Temperature Test Apparatus |  |  | SH Lab | 51#7F-PPT test lab | III | 2004-10-02 | — |  | Closed |  | 吊灯试验装置
EC2945 |  | Surface Ceiling Temperature Test Apparatus |  |  | SH Lab | 51#7F-PPT test lab | III | 2004-10-02 | — |  | Closed |  | 吊灯试验装置
EC2946 |  | Surface Ceiling Temperature Test Apparatus |  |  | SH Lab | 51#7F-PPT test lab | III | 2004-10-02 | — |  | Closed |  | 吊灯试验装置
EC2947 |  | Surface Ceiling Temperature Test Apparatus |  |  | SH Lab | 51#7F-PPT test lab | III | 2004-10-02 | — |  | Closed |  | 吊灯试验装置
EC2948 |  | Standard Workbench |  |  | YY Eng | Yuyao test lab | III | 2004-10-02 | — |  | Disposal |  | 标准实验台
EC2949 |  | Standard Workbench |  |  | SH Lab | 51#7F-PPT test lab | III | 2004-10-02 | — |  | Closed |  | 标准实验台
EC2950 |  | Laver |  |  | SH Lab | 86#3F-Construction test lab (Ⅱ) | III | 2004-10-10 | — |  | Closed |  | 水盆
EC2951 |  | Measuring Cup |  |  | SH Lab | 86#3F-Construction test lab (Ⅱ) | III | 2004-10-10 | — |  | Closed |  | 量杯
EC2952 |  | AC Digital Power Meter |  |  |  |  | I |  | — |  | Disposal | Transfer to HZ | 数字交流功率表
EC2953 |  | Test Rod |  |  | SH Lab | 86#3F-Construction test lab (Ⅱ) | II | 2019-10-08 | 2020-10-07 | EC JK | Closed |  | 测试棒
EC2954 |  | Beaker |  |  | SH Lab | 86#3F-Construction test lab (Ⅱ) | III | 2004-10-14 | — |  | Closed |  | 烧杯
EC2955 |  | Laver |  |  | SH Lab | 86#3F-Construction test lab (Ⅱ) | III | 2004-10-14 | — |  | Closed |  | 水盆
EC2956 |  | ESD Gun |  | 0404-20 | SH Lab | 86#4F-EMC test lab | I | 2020-06-30 | 2021-06-29 | JSMI | Closed |  | ESD Gun
EC2957 |  | Motorised Variac |  |  | SH Lab | 86#4F-EMC test lab | I | 2020-03-25 | 2021-03-24 | SIMT | Closed |  | 自动调压器
EC2958 |  | Conducted immunity system |  |  | SH Lab | 86#4F-EMI Shielding room | I | 2020-03-25 | 2021-03-24 | SIMT | Closed |  | Conducted immunity system
EC2958 | 1 | Coupling decoupling network |  |  | SH Lab | 86#4F-EMC test lab | I | 2020-02-12 | 2021-02-11 | SIMT | Closed |  | Coupling decoupling network
EC2959 |  | Capacitive coupling Calmp |  |  | SH Lab | 86#4F-EMC test lab | I | 2020-12-30 | 2021-12-29 | SIMT | Closed |  | Capacitive coupling Calmp
EC2960 |  | Immunity system |  | 0201-06 | SH Lab | 86#4F-EMC test lab | I | 2020-08-18 | 2021-08-17 | JSMI | Closed |  | Immunity system
EC2961 |  | FCC part 68 test system |  | 0903-01 | SH Lab | 86#4F-EMC test lab | I | 2019-12-30 | 2020-12-29 | SIMT | Closed |  | FCC part 68 test system
EC2962 |  | DC Linear Power Source |  |  |  |  | III | 2004-08-20 | — |  | Disposal | Transfer to HZ | 直流稳压电源
EC2963 |  | Laver |  |  | SH Lab | 86#3F-Construction test lab (Ⅱ) | III | 2004-10-19 | — |  | Closed |  | 水盆
EC2964 |  | Tapeline |  |  | CN FAC | 86#4F-Calibration room | I | 2020-05-20 | 2021-05-19 | JSMI | Closed |  | 卷尺
EC2965 |  | Digital Caliper |  | 3070551 | SH Lab | 51#7F-PPT test lab | I | 2015-11-18 | — | JSMI | Out of service |  | 电子数显卡尺
EC2966 |  | Digital Milliohm Meter |  | E850123 | SH Lab | 86#2F-Power supply test lab | I | 2014-04-08 | — | SQI | Out of service | repairing(05.11.09) | 数字毫欧表
EC2967 |  | Digital Manometer |  | 30206031 | SH Lab | 86#1F-Garden tools test lab (Ⅰ) | I | 2020-01-16 | 2021-01-15 | SIMT | Closed |  | 差压仪
EC2968 |  | Water spray test apparatus of tent |  |  | SH Lab |  | III | 2004-11-08 | — |  | Disposal |  | 帐篷淋水试验装置
EC2968 | 0 | UL test nozzle |  |  | SH Lab |  | II |  | — | ES LWF | Disposal | 30-46 | 喷头
EC2968 | 1 | Flowmeter |  |  | SH Lab | 86#1F-Washing M/C test lab | I | 2008-01-10 | — | SIMT | Disposal |  | 流量表
EC2968 | 10 | Weight |  |  | SH Lab | 86#2F-Performance test lab | II | 2019-12-05 | 2020-12-04 | EC JK | Closed |  | 砝码
EC2968 | 11 | Weight |  |  | SH Lab | 86#2F-Performance test lab | II | 2019-12-05 | 2020-12-04 | EC JK | Closed |  | 砝码
EC2968 | 12 | Weight |  |  | SH Lab | 86#2F-Performance test lab | II | 2019-12-05 | 2020-12-04 | EC JK | Closed |  | 砝码
EC2968 | 13 | Weight |  |  | SH Lab | 86#2F-Performance test lab | II | 2019-12-05 | 2020-12-04 | EC JK | Closed |  | 砝码
EC2968 | 14 | Weight |  |  | SH Lab | 86#2F-Performance test lab | II | 2019-12-05 | 2020-12-04 | EC JK | Closed |  | 砝码
EC2968 | 15 | Weight |  |  | SH Lab | 86#2F-Performance test lab | II | 2019-12-05 | 2020-12-04 | EC JK | Closed |  | 砝码
EC2968 | 16 | Weight |  |  | SH Lab | 86#2F-Performance test lab | II | 2019-12-05 | 2020-12-04 | EC JK | Closed |  | 砝码
EC2968 | 17 | Weight |  |  | SH Lab | 86#2F-Performance test lab | II | 2019-12-05 | 2020-12-04 | EC JK | Closed |  | 砝码
EC2968 | 18 | Weight |  |  | SH Lab | 86#2F-Performance test lab | II | 2019-12-05 | 2020-12-04 | EC JK | Closed |  | 砝码
EC2968 | 19 | Weight |  |  | SH Lab | 86#2F-Performance test lab | II | 2019-12-05 | 2020-12-04 | EC JK | Closed |  | 砝码
EC2968 | 2 | Pressure Meter |  |  | SH Lab | 86#1F-Water-proof test lab | I | 2020-03-27 | 2021-03-26 | JSMI | Closed |  | 压力表
EC2968 | 20 | Weight |  |  | SH Lab | 86#2F-Performance test lab | II | 2019-12-05 | 2020-12-04 | EC JK | Closed |  | 砝码
EC2968 | 21 | Weight |  |  | SH Lab | 86#2F-Performance test lab | II | 2019-12-05 | 2020-12-04 | EC JK | Closed |  | 砝码
EC2968 | 22 | Weight |  |  | SH Lab | 86#2F-Performance test lab | II | 2019-12-05 | 2020-12-04 | EC JK | Closed |  | 砝码
EC2968 | 23 | Weight |  |  | SH Lab | 86#2F-Performance test lab | II | 2019-12-05 | 2020-12-04 | EC JK | Closed |  | 砝码
EC2968 | 24 | Weight |  |  | SH Lab | 86#2F-Performance test lab | II | 2019-12-05 | 2020-12-04 | EC JK | Closed |  | 砝码
EC2968 | 25 | Weight |  |  | SH Lab | 86#2F-Performance test lab | II | 2019-12-05 | 2020-12-04 | EC JK | Closed |  | 砝码
EC2968 | 26 | Weight |  |  | SH Lab | 86#2F-Performance test lab | II | 2019-12-05 | 2020-12-04 | EC JK | Closed |  | 砝码
EC2968 | 27 | Weight |  |  | SH Lab | 86#2F-Performance test lab | II | 2019-12-05 | 2020-12-04 | EC JK | Closed |  | 砝码
EC2968 | 28 | Weight |  |  | SH Lab | 86#2F-Performance test lab | II | 2019-12-05 | 2020-12-04 | EC JK | Closed |  | 砝码
EC2968 | 29 | Weight |  |  | SH Lab | 86#2F-Performance test lab | II | 2019-12-05 | 2020-12-04 | EC JK | Closed |  | 砝码
EC2968 | 3 | Pressure Meter |  |  | SH Lab | 86#2F-Performance test lab | I | 2008-01-07 | — | SIMT | Disposal |  | 压力表
EC2968 | 4 | Pressure Meter |  |  | SH Lab |  | I |  | — |  | Disposal |  | 压力表
EC2968 | 47 | UL test nozzle |  |  | SH Lab |  | II |  | — | ES LWF | Disposal |  | 喷头
EC2968 | 48 | Rain test spray head |  |  | SH Lab | 86#1F-Water-proof test lab | II | 2020-06-20 | 2021-06-19 | EC JK | Closed |  | 淋雨测试喷头
EC2968 | 49 | Rain test spray head |  |  | SH Lab | 86#1F-Washing M/C test lab | II | 2020-06-20 | 2021-06-19 | EC JK | Closed |  | 淋雨测试喷头
EC2968 | 5 | Pressure Meter |  |  | SH Lab |  | I |  | — |  | Disposal |  | 压力表
EC2968 | 50 | Rain test spray head |  |  | SH Lab | 86#1F-Water-proof test lab | II | 2020-06-20 | 2021-06-19 | EC JK | Closed |  | 淋雨测试喷头
EC2968 | 51 | Rain test spray head |  |  | SH Lab | 86#1F-Water-proof test lab | II | 2020-06-20 | 2021-06-19 | EC JK | Closed |  | 淋雨测试喷头
EC2968 | 6 | Weight |  |  | SH Lab | 51#7F-PPT test lab | II | 2019-12-05 | 2020-12-04 | EC JK | Closed |  | 砝码
EC2968 | 7 | Weight |  |  | SH Lab | 51#7F-PPT test lab | II | 2019-12-05 | 2020-12-04 | EC JK | Closed |  | 砝码
EC2968 | 8 | Weight |  |  | SH Lab | 86#2F-Performance test lab | II | 2019-12-05 | 2020-12-04 | EC JK | Closed |  | 砝码
EC2968 | 9 | Weight |  |  | SH Lab | 86#2F-Performance test lab | II | 2019-12-05 | 2020-12-04 | EC JK | Closed |  | 砝码
EC2969 |  | Beaker |  |  | SH Lab | 86#3F-Construction test lab (Ⅱ) | III | 2004-11-11 | — |  | Closed |  | 烧杯
EC2970 |  | Beaker |  |  | SH Lab | 86#3F-Construction test lab (Ⅱ) | III | 2004-11-11 | — |  | Closed |  | 烧杯
EC2971 |  | Beaker |  |  | SH Lab | 86#3F-Construction test lab (Ⅱ) | III | 2004-11-11 | — |  | Closed |  | 烧杯
EC2972 |  | Laver |  |  | SH Lab | 86#3F-Construction test lab (Ⅱ) | III | 2004-11-11 | — |  | Closed |  | 水盆
EC2973 |  | Laver |  |  | SH Lab | 86#3F-Construction test lab (Ⅱ) | III | 2004-11-11 | — |  | Closed |  | 水盆
EC2974 |  | Laver |  |  | SH Lab | 86#3F-Construction test lab (Ⅱ) | III | 2004-11-11 | — |  | Closed |  | 水盆
EC2975 |  | DC Analog Current Meter |  |  | SH Lab | 86#3F-Training equipment test lab | II | 2020-03-13 | 2021-03-12 | EC JK | Closed |  | 模拟直流电流表
EC2976 |  | Sand Bag |  |  | SH Lab | 85#5F-ACCE & LUM test lab | III | 2004-09-08 | — |  | Closed |  | 沙袋
EC2977 |  | Test corner |  |  | YY Eng | Yuyao test lab | III | 2004-11-17 | — |  | Closed |  | 试验角
EC2977 | 1 | Variable Voltage Transformer |  |  | YY Eng | CIXI test lab | III | 2004-11-17 | — |  | Closed | 由杭州转移到慈溪原编号EH1162 | 调压器
EC2978 |  | Digital display pressure sensor |  | 41123 | SH Lab | 86#1F-Garden tools test lab (Ⅰ) | I | 2019-11-15 | 2020-11-14 | JSMI | Closed |  | 数显测力仪
EC2979 |  | AC/DC Analog Volt Meter |  |  | SH Lab | 86#1F-Tools & machinery test lab | II | 2020-02-13 | 2021-02-12 | EC JK | Closed |  | 模拟交直流电压表
EC2980 |  | Digital Caliper |  | 4101414 | YY Eng | Yuyao test lab | I | 2020-03-06 | 2021-03-05 | JSMI | Closed |  | 电子数显卡尺
EC2981 |  | Tapeline |  |  | YY Eng | Yuyao test lab | I | 2013-07-02 | — | SIMT | Disposal |  | 卷尺
EC2982 |  | Stopwatch |  |  | YY Eng | Yuyao test lab | I | 2020-04-29 | 2021-04-28 | CIXI | Closed |  | 秒表
EC2983 |  | Clamp For Dynamometer |  |  | SH Lab | 86#1F-Tools & machinery test lab | III | 2004-11-23 | — | TY | Closed |  | 测功机夹具
EC2984 |  | Digital Multimeter |  |  | YY Eng | Yuyao test lab | II | 2019-10-19 | 2020-10-18 | EC JZ | Closed |  | 数字万用表
EC2985 |  | AC Frequency Converter |  |  | SH Lab | 86#3F-Home appliance test lab | III | 2004-12-22 | — | TY | Closed |  | 交流变频电源
EC2986 |  | Test fixture for corrugated fibreboard penetration test |  |  | SH Lab | 86#1F-Tools & machinery test lab | II | 2019-11-29 | 2020-11-28 | ES AW | Closed |  | 波浪形纤维纸板穿透测试 装置
EC2987 |  | Flat stand for sander endurance testing |  |  | SH Lab | 86#1F-Tools & machinery test lab | III | 2004-11-30 | — | TY | Closed |  | 砂光机平面架
EC2988 |  | Fixture for Thermocouple |  |  | SH Lab | 85#5F-ACCE & LUM test lab | III | 2004-12-01 | — | TY | Closed |  | 热电偶支架
EC2989 |  | Fixture for Thermocouple |  |  | SH Lab | 85#5F-ACCE & LUM test lab | III | 2004-12-01 | — | TY | Closed |  | 热电偶支架
EC2990 |  | Test box for angle grinders |  |  | SH Lab | 86#1F-Tools & machinery test lab | III | 2004-12-02 | — | TY | Closed |  | 角磨测试盒
EC2991 |  | Spring Hammer |  |  | CIXI | CIXI test lab | II | 2020-09-14 | 2020-12-13 | EC JK | Closed |  | 冲击锤
EC2992 |  | Metallic support for electrical iron |  |  | YY Eng | Yuyao test lab | III | 2004-12-02 | — | TY | Closed |  | 电熨斗支架
EC2993 |  | Test pin |  |  | YY Eng | Yuyao test lab | II | 2019-12-02 | 2020-12-01 | EC JZ | Closed |  | 试验销
EC2994 |  | Test Finger |  |  | YY Eng | Yuyao test lab | II | 2020-01-08 | 2021-01-07 | EC JZ | Closed |  | 无关节试验指
EC2995 |  | Test Finger |  |  | YY Eng | Yuyao test lab | II | 2019-12-02 | 2020-12-01 | EC JZ | Closed |  | 有关节试验指
EC2996 |  | AC/DC Digital Power Meter |  |  | SH Lab | 86#1F-Tools & machinery test lab | II | 2019-12-19 | 2020-12-18 | EC JK | Closed | calibrating | 数字交直流功率表
EC2997 |  | AC/DC Digital Power Meter |  |  | SH Lab | 86#1F-Tools & machinery test lab | II | 2008-12-21 | — | ES JH | Disposal | calibrating | 数字交直流功率表
EC2998 |  | AC/DC Digital Power Meter |  |  | SH Lab | 86#1F-Tools & machinery test lab | II | 2019-12-29 | 2020-12-28 | EC JK | Closed |  | 数字交直流功率表
EC2999 |  | AC/DC Digital Power Meter |  |  | SH Lab | 86#2F-Garden tools test lab (Ⅱ) | II | 2019-12-21 | 2020-12-20 | EC JK | Closed |  | 数字交直流功率表
EC3000 |  | AC/DC Digital Power Meter |  |  | SH Lab | 86#1F-Tools & machinery test lab | II | 2019-12-19 | 2020-12-18 | EC JK | Closed |  | 数字交直流功率表
EC3001 |  | AC Digital Power Meter |  |  | YY Eng | Yuyao test lab | II | 2019-12-06 | 2020-12-05 | EC JK | Closed |  | 数字交流功率表
EC3002 |  | AC Digital Power Meter |  |  | YY Eng | Yuyao test lab | II | 2020-02-13 | 2021-02-12 | EC JK | Closed |  | 数字交流功率表
EC3003 |  | Data Acquisition/Switch Unit |  |  | CX | CIXI test lab | II | 2020-01-11 | 2021-01-10 | ES AW | Closed | Agilent BenchLink Data Logger 3版本4.2.00 | 数据采集仪
EC3004 |  | Data Acquisition/Switch Unit |  |  | CX | CIXI test lab | II | 2020-04-21 | 2021-04-20 | ES AW | Closed | Agilent BenchLink Data Logger 3版本4.2.00 | 数据采集仪
EC3005 |  | Fixture for hair dryer |  |  | YY Eng | Yuyao test lab | III | 2004-12-06 | — | TY | Closed |  | 电吹风支架
EC3006 |  | 35℃ Constant temperature room |  |  | SH Lab | 86#1F-Environment test lab | I | 2020-03-04 | 2021-03-03 | JSMI | Closed | improving(05.11.16) | 35℃恒温室
EC3007 |  | Electronic inclinometer |  |  | YY Eng | Yuyao test lab | I | 2020-05-14 | 2021-05-13 | JSMI | Closed |  | 电子水平角度仪
EC3008 |  | Thermocouple Welder |  |  | YY Eng | Yuyao test lab | III | 2004-12-07 | — | TY | Closed |  | 热电偶焊接仪
EC3009 |  | Apparatus for gauge testing pin |  |  | SH Lab | 85#5F-Gauge room | II | 2019-12-07 | 2020-12-06 | ES AW | Closed |  | 插头测试量规用装置
EC3010 |  | Variable Transformer |  |  | YY Eng | Yuyao test lab | III | 2004-12-10 | — | TY | Closed |  | 调压器
EC3011 |  | Variable Transformer |  |  | SH Lab | 86#2F-Power supply test lab | III | 2004-12-10 | — | TY | Disposal |  | 调压器
EC3012 |  | Test corner |  |  | SH Lab | 85#5F-ACCE & LUM test lab | III | 2004-12-10 | — | TY | Closed |  | 试验角
EC3013 |  | Lever Arm |  |  | SH Lab | 85#5F-ACCE & LUM test lab | III | 2004-12-13 | — | TY | Closed |  | 杠杆臂
EC3014 |  | Standard Workbench |  |  | SH Lab | 86#1F-Tools & machinery test lab | III | 2004-12-13 | — | TY | Closed |  | 标准实验台
EC3015 |  | Standard Workbench |  |  | SH Lab | 86#1F-Tools & machinery test lab | III | 2004-12-13 | — | TY | Closed |  | 标准实验台
EC3016 |  | Standard Workbench |  |  | SH Lab | 51#7F-PPT test lab | III | 2004-12-13 | — | TY | Closed |  | 标准实验台
EC3017 |  | Standard Workbench |  |  | SH Lab | 85#5F-ACCE & LUM test lab | III | 2004-12-13 | — | TY | Closed |  | 标准实验台
EC3018 |  | Standard Workbench |  |  | SH Lab | 85#5F-ACCE & LUM test lab | III | 2004-12-13 | — | TY | Closed |  | 标准实验台
EC3019 |  | Standard Workbench |  |  | SH Lab | 85#5F-ACCE & LUM test lab | III | 2004-12-13 | — | TY | Closed |  | 标准实验台
EC3020 |  | Standard Workbench |  |  | SH Lab | 85#5F-ACCE & LUM test lab | III | 2004-12-13 | — | TY | Closed |  | 标准实验台
EC3021 |  | Standard Workbench |  |  | SH Lab | 85#5F-ACCE & LUM test lab | III | 2004-12-13 | — | TY | Closed |  | 标准实验台
EC3022 |  | Standard Workbench |  |  | SH Lab | 86#3F-Home appliance test lab | III | 2004-12-13 | — | TY | Closed |  | 标准实验台
EC3023 |  | Standard Workbench |  |  | SH Lab | 86#3F-Home appliance test lab | III | 2004-12-13 | — | TY | Closed |  | 标准实验台
EC3024 |  | Standard Workbench |  |  | SH Lab | 86#3F-Heating & motor test lab | III | 2004-12-13 | — | TY | Closed |  | 标准实验台
EC3025 |  | Standard Workbench |  |  | SH Lab | 86#3F-Home appliance test lab | III | 2004-12-13 | — | TY | Closed |  | 标准实验台
EC3026 |  | Standard Workbench |  |  | SH Lab | 86#3F-Home appliance test lab | III | 2004-12-13 | — | TY | Closed |  | 标准实验台
EC3027 |  | Standard Workbench |  |  | SH Lab | 86#3F-Home appliance test lab | III | 2004-12-13 | — | TY | Closed |  | 标准实验台
EC3028 |  | Shelf for enduring test |  |  | SH Lab | 86#1F-Endurance test lab | III | 2004-12-13 | — | TY | Closed |  | 耐久架
EC3029 |  | Temperature and Humidity Recorder |  | 04112901203N | SH Lab | 86#2F-Performance test lab | I | 2010-04-25 | — | ZMT | Disposal | calibrating | 温湿度记录仪
EC3030 |  | Test Probe |  |  | SH Lab | 86#3F-Construction test lab (Ⅱ) | II | 2019-12-27 | 2020-12-26 | ES AW | Closed |  | 试验探棒
EC3031 |  | Test Cone |  |  | SH Lab | 86#2F-Construction test lab(Ⅰ) | III | 2004-12-28 | — | TY | Closed |  | 试验锥
EC3032 |  | Digital scale |  | 1125490337 | SH Lab | 51#7F-PPT test lab | I | 2019-10-14 | 2020-10-13 | JSMI | Calibrating |  | 电子秤
EC3033 |  | Data Acquisition/Switch Unit |  |  | SH ACCE | 85#5F-ACCE & LUM test lab | II | 2019-12-27 | 2020-12-26 | ES AW | Closed | Agilent BenchLink Data Logger 3版本4.2.00 | 数据采集仪
EC3034 |  | Ground Bond Tester |  | 1360114 | SH Lab | 86#1F-Tools & machinery test lab | I | 2020-06-12 | 2021-06-11 | JSMI | Closed |  | 接地阻抗测试仪
EC3035 |  | Torque Apparatus for testing socket |  |  | SH Lab |  | II |  | — | ES LWF | Disposal | SCR(05.12.26) | 测试插座用转矩装置
EC3036 | 1 | Gauge |  |  | SH Lab | 85#5F-Gauge room | II | 2020-05-15 | 2021-05-14 | EC JK | Closed |  | 测试插座用量规
EC3036 | 2 | Gauge |  |  | SH Lab | 85#5F-Gauge room | II | 2020-05-15 | 2021-05-14 | EC JK | Closed |  | 测试插座用量规
EC3036 | 3 | Gauge |  |  | SH Lab | 85#5F-Gauge room | II | 2020-05-15 | 2021-05-14 | EC JK | Closed |  | 测试插座用量规
EC3036 | 4 | Gauge |  |  | SH Lab | 85#5F-Gauge room | II | 2020-05-15 | 2021-05-14 | EC JK | Closed |  | 测试插座用量规
EC3036 | 5 | Gauge |  |  | SH Lab |  | II |  | — | ES LWF | Disposal |  | 测试插座用量规
EC3036 | 6 | Gauge |  |  | SH Lab |  | II |  | — | ES LWF | Disposal |  | 测试插座用量规
EC3037 | 1 | Gauge |  |  | SH Lab | 85#5F-Gauge room | II | 2020-05-15 | 2021-05-14 | EC JK | Closed |  | 测试插座用量规
EC3037 | 2 | Gauge |  |  | SH Lab | 85#5F-Gauge room | II | 2020-05-15 | 2021-05-14 | EC JK | Closed |  | 测试插座用量规
EC3037 | 3 | Gauge |  |  | SH Lab | 85#5F-Gauge room | II | 2020-05-15 | 2021-05-14 | EC JK | Closed |  | 测试插座用量规
EC3037 | 4 | Gauge |  |  | SH Lab | 85#5F-Gauge room | II | 2020-05-15 | 2021-05-14 | EC JK | Closed |  | 测试插座用量规
EC3037 | 5 | Gauge |  |  | SH Lab | 85#5F-Gauge room | II | 2009-05-15 | — | ES LWF | Disposal |  | 测试插座用量规
EC3037 | 6 | Gauge |  |  | SH Lab |  | II |  | — | ES LWF | Disposal |  | 测试插座用量规
EC3038 |  | Wood Block |  |  | SH Lab | 85#5F-ACCE & LUM test lab | III | 2004-12-01 | — | TY | Closed |  | 木板
EC3039 |  | AC/DC Digital Power Meter |  |  | SH Lab | 86#3F-Home appliance test lab | II | 2020-01-11 | 2021-01-10 | EC JK | Closed |  | 数字交直流功率表
EC3040 |  | Variable Transformer |  |  | SH Lab | 86#3F-Construction test lab (Ⅱ) | III | 2004-12-29 | — | TY | Closed |  | 调压器
EC3041 |  | Variable Transformer |  |  | SH Lab | 86#3F-Training equipment test lab | III | 2004-12-29 | — | TY | Closed |  | 调压器
EC3042 |  | Variable Transformer |  |  | SH Lab | 86#3F-Home appliance test lab | III | 2004-12-29 | — | TY | Closed |  | 调压器
EC3043 | 1 | Power amplifier |  |  | SH Lab | 86#4F-EMC test lab | I | 2020-07-09 | 2021-07-08 | SIMT | Closed | ADT CS Test Workbench V 7.4.00 | 功率放大器
EC3043 | 10 | Impedance |  |  | SH Lab | 86#4F-EMC test lab | I | 2020-02-12 | 2021-02-11 | SIMT | Closed |  | 阻抗
EC3043 | 11 | Impedance |  |  | SH Lab | 86#4F-EMC test lab | I | 2020-02-12 | 2021-02-11 | SIMT | Closed |  | 阻抗
EC3043 | 12 | Impedance |  |  | SH Lab | 86#4F-EMC test lab | I | 2019-02-12 | 2020-02-11 | SIMT | Calibrating |  | 阻抗
EC3043 | 2 | Coupling decoupling network T2 |  |  | SH Lab | 86#4F-EMC test lab | I | 2012-01-09 | — | SIMT | Disposal | ADT CS Test Workbench V 7.4.00 | Coupling decoupling network T2
EC3043 | 3 | Atteunator |  |  | SH Lab | 86#4F-EMC test lab | I | 2020-02-12 | 2021-02-11 | SIMT | Closed | ADT CS Test Workbench V 7.4.00 | Atteunator
EC3043 | 4 | Coupling decoupling network T4 |  |  | SH Lab | 86#4F-EMC test lab | I | 2020-02-12 | 2021-02-11 | SIMT | Closed | ADT CS Test Workbench V 7.4.00 | Coupling decoupling network T4
EC3043 | 5 | Daul directional coupler |  |  | SH Lab | 86#4F-EMC test lab | I | 2020-02-12 | 2021-02-11 | SIMT | Closed |  | Daul directional coupler
EC3043 | 6 | EM Clamp |  |  | SH Lab | 86#4F-EMC test lab | I | 2019-11-11 | 2020-11-10 | CEPREI | Closed |  | 电流注入钳
EC3043 | 7 | AC Digital Power Meter |  |  | SH Lab | 86#6F-Control room | I | 2014-10-24 | — | SIMT | Out of service |  | Power sensor
EC3043 | 8 | Power sensor |  |  | SH Lab | 86#6F-Control room | I | 2014-10-24 | — | SIMT | Repairing |  | 数字交流功率表
EC3043 | 9 | Atteunator |  |  | SH Lab | 86#4F-EMC test lab | I | 2020-02-12 | 2021-02-11 | SIMT | Closed |  | Atteunator
EC3044 | 1 | Signal generator |  |  | SH Lab | 86#4F-EMC test lab | I | 2020-01-13 | 2021-01-12 | SIMT | Closed | SW1006 V 1.17 | 信号发生器
EC3044 | 10 | charger |  |  | SH Lab | 86#6F-Control room | III |  | — | TY | Closed |  | charger
EC3044 | 11 | AM/FM/scan modulator |  |  | SH Lab | 86#4F-EMC test lab | III | 2006-07-20 | — | TY | Closed |  | AM/FM/scan modulator
EC3044 | 12 | RF attenuator |  |  | SH Lab | 86#4F-EMC test lab | III | 2006-07-20 | — | TY | Closed |  | RF attenuator
EC3044 | 2 | Power amplifier |  |  | SH Lab | 86#4F-EMC test lab | I | 2015-08-14 | — | SIMT | Repairing | SW1006 V 1.17 | 功率放大器
EC3044 | 3 | Field meter |  |  | SH Lab | 86#6F-Control room | I | 2015-07-30 | — | SIMT | Repairing | SW1006 V 1.17 | 电场探头
EC3044 | 4 | Power amplifier |  |  | SH Lab | 86#6F-Control room | I | 2019-07-12 | 2021-07-11 | JSMI | Closed | SW1006 V 1.17 | 功率放大器
EC3044 | 5 | Daul directional coupler |  |  | SH Lab | 86#6F-Control room | I | 2015-07-31 | — | SIMT | Out of service | SW1006 V 1.17 | Daul directional coupler
EC3044 | 6 | Daul directional coupler |  |  | SH Lab | 86#6F-Control room | I | 2020-02-12 | 2021-02-11 | SIMT | Closed | SW1006 V 1.17 | Daul directional coupler
EC3044 | 7 | Log-Period antenna |  |  | SH Lab | 86#6F-Control room | I | 2020-03-13 | 2021-03-12 | NIM | Closed | SW1006 V 1.17 | 对数周期天线
EC3044 | 8 | Horn Antenna |  |  | SH Lab | 86#6F-Control room | I | 2020-01-18 | 2021-01-17 | NIM | Closed | SW1006 V 1.17 | 喇叭天线
EC3044 | 9 | Field sensor |  |  | SH Lab | 86#6F-Control room | I | 2015-07-30 | — | SIMT | Repairing |  | 场强监视器
EC3045 |  | EMI Test Receiver | ESIB 26 | 100248 | SH Lab | 86#6F-Control room | I | 2019-09-17 | 2020-09-16 | SIMT | Calibrating | ES-K1 V1.71 | 电磁干扰测量接收机
EC3045 | 1 | attenuator | 6dB |  | SH Lab | 86#6F-Control room | I | 2020-06-11 | 2021-06-10 | CEPREI | Closed |  | 衰减器
EC3046 | 1 | Broadband antenna |  |  | SH Lab | 86#6F-Control room | I | 2014-08-07 | — | NIM | Out of service | ES-K1 V1.71 | 超宽带天线
EC3046 | 2 | Broadband antenna |  |  | SH Lab | 86#6F-Control room | I | 2009-04-10 | — | SIMT | Out of service |  | 超宽带天线
EC3047 |  | Fully anechoic chamber |  |  | SH Lab | 86#6F-Control room | I | 2020-07-15 | 2021-07-14 | NIM | Closed | SW1006 V 1.17 | 屏蔽房
EC3048 |  | Semi-anechoic chamber |  |  | SH Lab | 86#6F-Control room | I | 2020-07-15 | 2021-07-14 | NIM | Closed | ES-K1 V1.71 | 屏蔽房
EC3049 |  | Horn Antenna |  |  | SH Lab | 86#6F-Control room | I | 2020-01-18 | 2021-01-17 | CEPREI | Closed | ES-K1 V1.71 | 喇叭天线
EC3050 |  | AC Hi-Pot tester |  | 4591 | SH Lab | 51#7F-PPT test lab | I | 2019-11-04 | 2020-11-03 | JSMI | Closed |  | 交流耐压仪
EC3051 |  | Digital Multimeter |  |  | SH Lab | 86#4F-Multimedia test lab | II | 2020-01-06 | 2021-01-05 | EC JZ | Closed |  | 数字万用表
EC3052 |  | Digital Caliper |  | 4041230 | SH Lab | 86#4F-Multimedia test lab | I | 2013-01-07 | — | SIMT | Out of service |  | 电子数显卡尺
EC3053 |  | Push Scale |  |  | XM Lab | Xiamen test lab | I | 2020-03-10 | 2021-03-09 | XRCTT | Closed |  | 管形推力计
EC3054 |  | Push Scale |  |  | XM Lab | Xiamen test lab | I | 2020-03-10 | 2021-03-09 | XRCTT | Closed |  | 管形推力计
EC3055 | 1 | Plate for NEMA Plug |  |  | SH Lab | 85#5F-Gauge room | II | 2020-01-10 | 2021-01-09 | EC JK | Closed |  | 测试插头用金属底板
EC3055 | 2 | Plate for NEMA Plug |  |  | SH Lab | 85#5F-Gauge room | II | 2020-01-10 | 2021-01-09 | EC JK | Closed |  | 测试插头用金属底板
EC3056 |  | Test Probe |  |  | SH Lab | 86#4F-Multimedia test lab | II | 2020-04-18 | 2021-04-17 | EC JK | Closed |  | 试验棒
EC3057 |  | Test Probe |  |  | SH Lab | 86#4F-Multimedia test lab | II | 2020-04-18 | 2021-04-17 | EC JK | Closed |  | 试验棒
EC3058 |  | Asymmetric Pulse Tester |  |  | SH Lab | 51#7F-LUM test lab | II | 2020-01-11 | 2021-01-10 | EC JZ | Closed |  | 非对称脉冲试验装置
EC3059 |  | Open Filament Tester |  |  | SH Lab | 85#5F-ACCE & LUM test lab | III | 2005-01-12 | — | TY | Closed |  | 灯丝试验装置
EC3060 |  | Spring Hammer |  |  | XM Lab | Xiamen test lab | II | 2015-06-28 | — | ES HG | Disposal |  | 冲击锤
EC3061 |  | Spring Hammer |  |  | XM Lab | Xiamen test lab | II | 2015-06-28 | — | ES HG | Disposal |  | 冲击锤
EC3062 |  | Laver |  |  | SH Lab | 86#3F-Home appliance test lab | III | 2005-01-20 | — | TY | Closed |  | 水盆
EC3063 |  | Laver |  |  | SH Lab | 86#4F-EMC test lab | III | 2005-01-20 | — | TY | Closed |  | 水盆
EC3064 |  | Capacitor Box |  |  | SH Lab | 86#2F-Power supply test lab | III | 2005-01-21 | — | TY | Closed |  | 电容盒
EC3065 |  | Capacitor Box |  |  | SH Lab | 86#2F-Power supply test lab | III | 2005-01-21 | — | TY | Closed |  | 电容盒
EC3066 |  | Test Rod |  |  | XM Lab | Xiamen test lab | II | 2020-06-16 | 2021-06-15 | ES AW | Closed |  | 试验棒
EC3067 |  | Test Rod |  |  | XM Lab | Xiamen test lab | II | 2020-01-25 | 2021-01-24 | EC JZ | Closed |  | 柱形棒
EC3068 |  | Ground Bond Tester | 7314 | 1360122 | SH Lab | 86#4F-Multimedia test lab | I | 2020-03-25 | 2021-03-24 | JSMI | Closed |  | 接地阻抗测试仪
EC3069 |  | Load for ARC welding machine |  |  | SH Lab | 86#2F-Power supply test lab | III | 2005-01-26 | — | TY | Closed |  | 电焊机负载
EC3070 |  | Digital Caliper |  | 23658 | CN FAC | 86#4F-Calibration room | I | 2020-03-06 | 2021-03-05 | JSMI | Closed |  | 电子数显卡尺
EC3071 |  | 3-Axise Fixture |  |  | SH Lab | 86#1F-Tools & machinery test lab | III | 2005-01-31 | — | TY | Closed |  | 三维支架
EC3072 |  | Vessel of Aluminum |  |  | SH Lab | 86#3F-Home appliance test lab | II | 2020-02-05 | 2021-02-04 | ES CZ | Closed |  | 铝罐
EC3073 |  | Leakage Current Filter |  | 1 |  |  | I |  | — | SIMT | Disposal |  | 泄漏电流测试盒
EC3074 |  | Leakage Current Filter |  | 2 | SH Lab | 86#3F-Construction test lab (Ⅱ) | I | 2020-09-01 | 2021-08-31 | SIMT | Closed | Cal, result:fail,repairing | 泄漏电流测试盒
EC3075 |  | Leakage Current Filter |  | 1 | SH Lab | 86#4F-Multimedia test lab | I | 2020-03-20 | 2021-03-19 | SIMT | Closed |  | 泄漏电流测试盒
EC3076 |  | Leakage Current Filter |  | 1 | SH Lab | 51#7F-LUM test lab | I | 2020-03-20 | 2021-03-19 | SIMT | Closed |  | 泄漏电流测试盒
EC3077 |  | Tapeline |  |  | SH Lab | 86#1F-Tools & machinery test lab | III | 2015-05-07 | — | SQI | Closed | 2015.06.22 | 卷尺
EC3078 |  | Tapeline |  |  | SH Lab | 86#1F-General test lab | I | 2013-02-05 | — | SIMT | Disposal |  | 卷尺
EC3079 |  | Ambient Temperature Barrel for Test Corner |  |  | SH Lab | 86#3F-Home appliance test lab | III | 2005-02-23 | — | TY | Closed |  | 试验角用环境温度测试用小桶
EC3080 |  | Torque Screwdriver |  | 451462T | CN FAC | 86#4F-Calibration room | I | 2019-03-21 | — | JSMI | Out of service | 封存 | 扭力螺丝刀
EC3081 |  | Push-pull scale |  | 167633 | YY Eng | CIXI test lab | I | 2020-05-07 | 2021-05-06 | CIXI | Closed | calibrating | 推拉力计
EC3082 |  | Test equipment for double voltage/double frequency of transformers |  |  | CN FAC | 86#4F-Calibration room | III | 2005-01-12 | — | TY | Closed |  | 倍频倍压试验装置
EC3083 |  | Gauge |  |  | SH Lab | 86#1F-Tools & machinery test lab | II | 2020-03-03 | 2021-03-02 | ES AW | Closed | calibrating | 量规
EC3084 |  | Stability device |  |  | XM Lab | 86#3F-Construction test lab (Ⅱ) | III | 2005-03-08 | — | ES JH | Closed |  | 稳定性装置
EC3085 |  | High pressure cleaner endurance tester |  |  |  |  | III | 2005-03-07 | — | TY | Disposal | Transfer to HZ | 高压清洗机耐久测试台
EC3085 | 1 | Digital flow meter |  |  |  |  | I |  | — | SIMT | Disposal | Transfer to HZ | 数显流量表
EC3085 | 2 | Digital pressure meter |  |  |  |  | I |  | — | SIMT | Disposal | Transfer to HZ | 压力表
EC3085 | 3 | Time Relay |  |  |  |  | II |  | — | ES JH | Disposal | Transfer to HZ | 时间继电器
EC3085 | 4 | Time Relay |  |  |  |  | II |  | — | ES JH | Disposal | Transfer to HZ | 时间继电器
EC3086 |  | High pressure cleaner endurance tester |  |  |  |  | II |  | — |  | Disposal | Transfer to HZ | 高压清洗机耐久测试台
EC3087 |  | Digital Resistivity Meter |  |  | SH Lab | 86#1F-General test lab | I | 2013-03-25 | — | SIMT | Disposal |  | 电导率仪
EC3088 |  | High pressure cleaner endurance tester |  |  |  |  | II |  | — |  | Disposal | Transfer to HZ | 高压清洗机耐久测试台
EC3089 |  | High pressure cleaner endurance tester |  |  |  |  | II |  | — |  | Disposal | Transfer to HZ | 高压清洗机耐久测试台
EC3090 |  | Digital Milliohm Meter |  |  | XM Lab | Xiamen test lab | I | 2020-03-09 | 2021-03-08 | XRCTT | Closed | Send to xiamen, 2006.11.27 | 数字毫欧表
EC3091 |  | Test Pin |  |  | SH Lab | 86#3F-Home appliance test lab | II | 2020-03-08 | 2021-03-07 | EC JK | Closed |  | 试验销
EC3092 |  | DC Analog Current Meter |  | 402-27 | YY Eng | Yuyao test lab | I | 2020-05-22 | 2021-05-21 | CIXI | Closed |  | 模拟直流电流表
EC3093 |  | AC Digital Power Meter |  |  | SH Lab | 86#4F-Multimedia test lab | II | 2020-07-24 | 2021-07-23 | EC JK | Closed |  | 数字交流功率表
EC3094 |  | Isolating Transformer |  |  | SH Lab | 86#4F-Multimedia test lab | III | 2004-05-08 | — | TY | Closed |  | 隔离变压器
EC3095 |  | Test Probe |  |  | SH Lab | 86#2F-Construction test lab(Ⅰ) | II | 2009-05-11 | — | ES LWF | Out of service |  | 试验探棒
EC3096 |  | AC Digital Power Meter |  |  | XM Lab | Xiamen test lab | I | 2020-03-09 | 2021-03-08 | XRCTT | Closed |  | 数字交流功率表
EC3097 | 1 | Gauge |  |  | SH Lab | 85#5F-Gauge room | II | 2020-03-15 | 2021-03-14 | ES AW | Closed |  | 测试插头用插座量规
EC3097 | 2 | Gauge |  |  | SH Lab | 85#5F-Gauge room | II | 2020-03-15 | 2021-03-14 | ES AW | Closed |  | 测试插头用插座量规
EC3097 | 3 | Gauge |  |  | SH Lab | 85#5F-Gauge room | II | 2020-03-15 | 2021-03-14 | ES AW | Closed |  | 测试插头用插座量规
EC3097 | 4 | Gauge |  |  | SH Lab | 85#5F-Gauge room | II | 2020-03-15 | 2021-03-14 | ES AW | Closed |  | 测试插头用插座量规
EC3097 | 5 | Gauge |  |  | SH Lab | 85#5F-Gauge room | II | 2020-03-15 | 2021-03-14 | ES AW | Closed |  | 测试插头用插座量规
EC3098 | 1 | Gauge |  |  | SH Lab | 85#5F-Gauge room | II | 2020-03-15 | 2021-03-14 | ES AW | Closed |  | 测试插头用插座量规
EC3098 | 2 | Gauge |  |  | SH Lab | 85#5F-Gauge room | II | 2020-03-15 | 2021-03-14 | ES AW | Closed |  | 测试插头用插座量规
EC3098 | 3 | Gauge |  |  | SH Lab | 85#5F-Gauge room | II | 2020-03-15 | 2021-03-14 | ES AW | Closed |  | 测试插头用插座量规
EC3098 | 4 | Gauge |  |  | SH Lab | 85#5F-Gauge room | II | 2020-03-15 | 2021-03-14 | ES AW | Closed |  | 测试插头用插座量规
EC3098 | 5 | Gauge |  |  | SH Lab | 85#5F-Gauge room | II | 2020-03-15 | 2021-03-14 | ES AW | Closed |  | 测试插头用插座量规
EC3099 | 1 | Torque gauge for socket |  |  | SH Lab | 85#5F-Gauge room | II | 2015-03-15 | — | EC JZ | Out of service |  | 测试插座用转矩量规
EC3099 | 2 | Torque gauge for socket |  |  | SH Lab | 85#5F-Gauge room | II | 2020-03-15 | 2021-03-14 | EC JK | Closed |  | 测试插座用转矩量规
EC3099 | 3 | Torque gauge for socket |  |  | SH Lab | 85#5F-Gauge room | II | 2020-03-15 | 2021-03-14 | EC JK | Closed |  | 测试插座用转矩量规
EC3099 | 4 | Torque gauge for socket |  |  | SH Lab | 85#5F-Gauge room | II | 2020-03-15 | 2021-03-14 | EC JK | Closed |  | 测试插座用转矩量规
EC3100 |  | Time Relay |  |  | SH Lab | 86#1F-Tools & machinery test lab | II | 2020-05-28 | 2021-05-27 | ES AW | Closed |  | 时间继电器
EC3101 |  | Magnetic induction tachometer |  |  | SH Lab |  | I |  | — | JSMI | Disposal |  | 磁感应转速表
EC3102 |  | Data Acquisition/Switch Unit |  |  | SH Lab | 86#3F-Training equipment test lab | II | 2020-03-20 | 2021-03-19 | ES AW | Closed | Agilent BenchLink Data Logger 3版本4.2.00 | 数据采集仪
EC3103 |  | Data Acquisition/Switch Unit |  |  |  |  | II |  | — | ES JX | Disposal | Transfer to HZ DATALOGGER1.4.000512 | 数据采集仪
EC3104 |  | Data Acquisition/Switch Unit |  |  | SH Lab | 51#7F-PPT test lab | II | 2020-05-17 | 2021-05-16 | ES AW | Closed | Agilent BenchLink Data Logger 3版本4.2.00 | 数据采集仪
EC3105 |  | Data Acquisition/Switch Unit |  |  | SH Lab | 86#4F-Multimedia test lab | II | 2020-03-20 | 2021-03-19 | ES AW | Closed | Agilent BenchLink Data Logger 3版本4.2.00 | 数据采集仪
EC3105 | 1 | Module for Data Acquisition |  |  | SH Lab | 86#4F-Multimedia test lab | III | 2005-03-21 | — | TY | Closed |  | 数据采集仪模块
EC3105 | 2 | Module for Data Acquisition |  |  | SH Lab | 86#4F-Multimedia test lab | III | 2005-03-21 | — | TY | Closed |  | 数据采集仪模块
EC3105 | 3 | Module for Data Acquisition |  |  | SH Lab | 86#4F-Multimedia test lab | III | 2007-03-09 | — | TY | Closed |  | 数据采集仪模块
EC3106 |  | Flammability Tester |  |  | SH Lab | Hangzhou test lab | II | 2007-03-28 | — | ES JH | Disposal | to HZ | 可燃性试验装置
EC3106 | 1 | Thermometer |  |  | SH Lab | 86#4F-Multimedia test lab | II | 2010-03-28 | — | ES JX | Disposal | to HZ | 点温计
EC3106 | 2 | Flowmeter |  |  | SH Lab | 86#4F-Multimedia test lab | I | 2007-04-02 | — | SIMT | Out of service |  | 流量表
EC3107 |  | Time Relay |  |  | SH Lab | 86#2F-Power supply test lab | II | 2020-01-04 | 2021-01-03 | ES AW | Closed |  | 时间继电器
EC3108 |  | Test Rod |  |  | SH Lab | 51#7F-LUM test lab | II | 2020-03-24 | 2021-03-23 | EC JK | Closed |  | 不锈钢圆棒
EC3109 |  | Steel Board |  |  | SH Lab | 85#5F-Gauge room | II | 2020-03-24 | 2021-03-23 | EC JK | Closed |  | 弧形铁板
EC3110 |  | Test circuit for touch current |  |  | SH Lab | 86#2F-Power supply test lab | III | 2005-03-25 | — | TY | Closed |  | 泄漏电流测试盒
EC3111 |  | Resistor |  |  | SH Lab | 85#5F-Gauge room | III | 2005-03-28 | — | TY | Closed |  | 电阻盒
EC3112 |  | Beaker |  |  | SH Lab | 86#3F-Home appliance test lab | III | 2005-03-24 | — | TY | Closed |  | 烧杯
EC3113 |  | Test circuit for touch current |  |  | SH Lab | 86#4F-Multimedia test lab | III | 2005-03-25 | — | TY | Closed |  | 泄漏电流测试盒
EC3114 |  | Fluorescent lamp loads |  |  | SH Lab | 86#1F-General test lab | III | 2005-03-28 | — | TY | Disposal |  | 荧光灯负载
EC3115 |  | Leakage Current Filter |  |  | SH Lab | 86#2F-MD test lab | I | 2019-11-21 | 2020-11-20 | SIMT | Closed |  | 泄漏电流测试盒
EC3116 |  | Test pin |  |  | SH Lab | 85#5F-Gauge room | II | 2020-03-28 | 2021-03-27 | EC JK | Closed |  | 试验销
EC3117 |  | Ballast Supports |  |  | SH Lab | 85#5F-Gauge room | III | 2008-03-28 | — | ES LWF | Closed |  | 整流器支撑架
EC3118 |  | Box for environment temperature |  |  | SH Lab | 86#1F-Garden tools test lab (Ⅰ) | II | 2010-02-13 | — | ES JH | Disposal |  | 温升试验箱
EC3119 |  | Artificial mains |  | 338.5219.53 | SH Lab | 86#4F-EMC test lab | I | 2019-11-11 | 2020-11-10 | CEPREI | Closed | ESxS-K1 V2.10 | 人工电源网络
EC3120 |  | AC/DC Digital Power Meter |  |  | SH Lab | 86#3F-Heating & motor test lab | II | 2020-04-24 | 2021-04-23 | EC JK | Closed |  | 数字交直流功率表
EC3121 |  | AC/DC Digital Power Meter |  |  | SH Lab | 86#3F-Training equipment test lab | II | 2020-04-24 | 2021-04-23 | EC JK | Closed |  | 数字交直流功率表
EC3122 | 1 | Shunt |  |  | SH Lab | 86#2F-Power supply test lab | I | 2020-06-04 | 2021-06-03 | JSMI | Closed |  | 分流器
EC3122 | 2 | Shunt |  |  | SH Lab | 86#2F-Power supply test lab | I | 2011-08-03 | — | SIMT | Disposal |  | 分流器
EC3123 |  | Digital scale |  | A04413819 | YY | 86#2F-Power supply test lab | I | 2020-05-12 | 2021-05-11 | CIXI | Closed |  | 电子秤
EC3124 |  | Spring Hammer |  |  | SH Lab | 51#7F-LUM test lab | II | 2020-08-08 | 2020-11-07 | EC JK | Closed |  | 冲击锤
EC3125 |  | Spring Hammer |  |  | SH Lab | 51#7F-LUM test lab | II | 2020-08-08 | 2020-11-07 | EC JK | Closed |  | 冲击锤
EC3126 |  | Spring Hammer |  |  | SH Lab | 51#7F-LUM test lab | II | 2020-08-08 | 2020-11-07 | EC JK | Closed |  | 冲击锤
EC3127 |  | Spring Hammer |  |  | SH Lab | 51#7F-LUM test lab | II | 2020-08-08 | 2020-11-07 | EC JK | Closed |  | 冲击锤
EC3128 |  | Test fixture for portable chain saw |  |  | SH Lab | 86#1F-Garden tools test lab (Ⅰ) | II | 2017-06-28 | — | ES CZ | Disposal |  | 挂重测试架
EC3129 |  | UL Net work |  |  | SH Lab | 86#3F-Home appliance test lab | III | 2005-04-07 | — | TY | Closed |  | UL网络盒
EC3130 |  | Noise tester for chain saw |  |  | SH Lab | 86#1F-Tools & machinery test lab | III | 2005-04-08 | — | TY | Closed |  | 链锯噪音测试仪
EC3131 |  | Impact Strength Test Fixture |  |  | SH Lab | 86#1F-Tools & machinery test lab | III | 2005-04-08 | — | TY | Closed |  | 冲击强度测试仪
EC3132 |  | Slide-Wire Resistor |  |  | SH Lab | 86#2F-Power supply test lab | III | 2005-04-11 | — | TY | Closed |  | 滑线变阻器
EC3133 |  | Slide-Wire Resistor |  |  | SH Lab | 86#2F-Power supply test lab | III | 2005-04-11 | — | TY | Closed |  | 滑线变阻器
EC3134 |  | Slide-Wire Resistor |  |  | SH Lab | 86#2F-Power supply test lab | III | 2005-04-11 | — | TY | Closed |  | 滑线变阻器
EC3135 |  | Slide-Wire Resistor |  |  | SH Lab | 86#2F-Power supply test lab | III | 2005-04-11 | — | TY | Closed |  | 滑线变阻器
EC3136 |  | Endurance & life tester |  |  |  |  | III | 2005-04-11 | — | TY | Disposal | Transfer to HZ | 耐久&寿命测试仪
EC3137 |  | Ground Bond Tester |  | 1360130 | SH Lab | 85#5F-ACCE & LUM test lab | I | 2020-07-20 | 2021-07-19 | JSMI | Closed |  | 接地阻抗测试仪
EC3138 |  | AC Frequency Converter |  |  | SH Lab | 86#1F-General test lab | III | 2005-04-12 | — | TY | Closed | 在一楼配电间 | 交流变频电源
EC3139 |  | Current Transformer |  | 4011 | SH Lab | 86#2F-Power supply test lab | I | 2015-05-07 | — | JSMI | Out of service | 封存2017.5.11 | 电流互感器
EC3140 |  | Stability device |  |  | SH Lab | 86#3F-Construction test lab (Ⅱ) | III | 2005-04-18 | — | TY | Closed |  | 稳定性装置
EC3141 |  | Leakage Current Filter |  |  |  |  | I |  | — | SIMT | Disposal |  | 泄漏电流测试盒
EC3142 |  | Variable Transformer |  |  | SH Lab | 85#5F-ACCE & LUM test lab | III | 2005-04-21 | — | TY | Closed |  | 调压器
EC3143 |  | Variable Transformer |  |  | SH Lab | 85#5F-ACCE & LUM test lab | III | 2005-04-21 | — | TY | Closed |  | 调压器
EC3144 |  | Dynamometer |  |  |  | 86#1F-Tools & machinery test lab | I |  | — | STIEA | Disposal | Transfer to HZ | 测功机
EC3145 |  | Fixture for Thermocouple |  |  | SH Lab | 86#2F-Power supply test lab | III | 2005-04-25 | — | TY | Closed |  | 热电偶支架
EC3146 |  | Fixture for Thermocouple |  |  | SH Lab | 86#2F-Power supply test lab | III | 2005-04-25 | — | TY | Closed |  | 热电偶支架
EC3147 |  | Fixture for Thermocouple |  |  | SH Lab | 51#7F-PPT test lab | III | 2005-04-25 | — | TY | Closed |  | 热电偶支架
EC3148 |  | Fixture for Thermocouple |  |  | SH Lab | 86#4F-Multimedia test lab | III | 2005-04-25 | — | TY | Closed |  | 热电偶支架
EC3149 |  | Fixture for Thermocouple |  |  | SH Lab | 86#4F-Multimedia test lab | III | 2005-04-25 | — | TY | Closed |  | 热电偶支架
EC3150 |  | Fixture for Thermocouple |  |  | SH Lab | 86#4F-Multimedia test lab | III | 2005-04-25 | — | TY | Closed |  | 热电偶支架
EC3151 |  | Fixture for Thermocouple |  |  | SH Lab | 86#4F-Multimedia test lab | III | 2005-04-25 | — | TY | Closed |  | 热电偶支架
EC3152 |  | Fixture for Thermocouple |  |  | SH Lab | 86#3F-Heating & motor test lab | III | 2005-04-25 | — | TY | Closed |  | 热电偶支架
EC3153 |  | Fixture for Thermocouple |  |  | SH Lab | 86#3F-Heating & motor test lab | III | 2005-04-25 | — | TY | Closed |  | 热电偶支架
EC3154 |  | Vernier goniometer |  | 4-4041151 | SH Lab | 51#7F-LUM test lab | I | 2019-10-08 | 2020-10-07 | JSMI | Calibrating |  | 游标万能角度尺
EC3155 |  | AC/DC Digital Power Meter |  |  | SH Lab | 86#2F-Power supply test lab | II | 2018-06-01 | — | ES AW | Out of service | 封存 | 数字交直流功率表
EC3156 |  | Data Acquisition/Switch Unit | 34970A | MY41025856 | SH Lab | 86#2F-Power supply test lab | II | 2020-05-10 | 2021-05-09 | ES AW | Closed | Agilent BenchLink Data Logger 3版本4.2.00 | 数据采集仪
EC3157 |  | Test Finger |  |  | XM Lab | Xiamen test lab | II | 2020-05-31 | 2021-05-30 | EC JZ | Closed |  | 试验指
EC3158 |  | Test Probe |  |  | SH Lab | 85#5F-ACCE & LUM test lab | II | 2020-05-11 | 2021-05-10 | EC JZ | Closed |  | 试验探棒
EC3159 |  | Test Finger |  |  | SH Lab | 86#2F-Power supply test lab | II | 2020-05-11 | 2021-05-10 | EC JZ | Closed |  | 试验指
EC3160 |  | Test corner |  |  | SH Lab | 86#2F-Power supply test lab | III | 2005-05-09 | — | TY | Closed |  | 试验角
EC3161 |  | Test corner |  |  | SH Lab | 86#2F-Power supply test lab | III | 2005-05-09 | — | TY | Closed |  | 试验角
EC3162 |  | Test Rod |  |  | SH Lab | 86#2F-Power supply test lab | II | 2020-05-11 | 2021-05-10 | EC JZ | Closed |  | 金属棒
EC3163 |  | Test Finger |  |  | SH Lab | 86#2F-Power supply test lab | II | 2020-05-30 | 2021-05-29 | EC JK | Closed |  | 美标试验指
EC3164 |  | Test corner |  |  | SH Lab | 86#3F-Home appliance test lab | III | 2005-05-10 | — | TY | Closed |  | 试验角
EC3165 |  | Switch box for leakage current filter |  |  | YY Eng | Yuyao test lab | III | 2005-05-11 | — | TY | Closed |  | 泄露电流用开关盒
EC3166 |  | Tapeline |  |  | SH Lab | 86#2F-Power supply test lab | III | 2016-11-23 | — | JSMI | Closed | 2015.06.22 | 卷尺
EC3167 |  | Test Probe |  |  | SH Lab | 86#2F-Power supply test lab | II | 2020-05-11 | 2021-05-10 | EC JZ | Closed |  | 试验探棒
EC3168 | 1 | Test Probe |  |  | SH Lab | 51#7F-LUM test lab | II | 2020-05-11 | 2021-05-10 | EC JZ | Closed |  | IP3x, 4x 探棒
EC3168 | 2 | Test Probe |  |  | SH Lab | 51#7F-LUM test lab | II | 2020-05-11 | 2021-05-10 | EC JZ | Closed |  | IP3x, 4x 探棒
EC3169 |  | AC Frequency Converter |  |  | SH Lab | 85#5F-Gauge room | III | 2005-05-13 | — | TY | Closed |  | 交流变频电源
EC3170 |  | Hardwood Block |  |  | SH Lab | 86#2F-Power supply test lab | III | 2005-05-16 | — | TY | Closed |  | 枫木板
EC3171 |  | Socket for test |  |  | SH Lab | 86#2F-Power supply test lab | III | 2005-05-16 | — | TY | Closed |  | 插座测试面板
EC3172 |  | Hardwood Board |  |  | SH Lab | 86#2F-Power supply test lab | III | 2005-05-16 | — | TY | Closed |  | 硬木板
EC3173 |  | Test rig for chain-saws brake test |  |  | SH Lab | 86#1F-Garden tools test lab (Ⅰ) | II | 2020-05-18 | 2021-05-17 | ES AW | Closed |  | 链锯刹车试验装置
EC3173 | 1 | Acceleration meter |  |  | SH Lab | 86#1F-Garden tools test lab (Ⅰ) | I | 2020-03-13 | 2021-03-12 | JSMI | Closed |  | 加速度传感器
EC3173 | 2 | Acceleration meter | 141A10 | 8070286 | SH Lab | 86#1F-Garden tools test lab (Ⅰ) | I | 2020-03-13 | 2021-03-12 | JSMI | Closed |  | 加速度传感器
EC3174 |  | DC Analog Current Meter |  |  | SH Lab | 86#3F-Home appliance test lab | II | 2011-05-22 | — | ES AW | Out of service |  | 模拟直流电流表
EC3175 |  | Oscilloscope |  | B034654 | SH Lab | 86#3F-Construction test lab (Ⅱ) | I | 2020-06-05 | 2021-06-04 | JSMI | Closed |  | 示波器
EC3176 |  | Standard Workbench |  |  | SH Lab | 86#2F-Power supply test lab | III | 2005-05-26 | — | TY | Closed |  | 标准实验台
EC3177 |  | Dynamometer of Vertical |  | (S/N:0503026) (S/N:05SC022) | SH Lab | 86#2F-Garden tools test lab (Ⅱ) | I | 2020-04-17 | 2021-04-16 | STIEA | Closed |  | 垂直测功机
EC3178 |  | DC Linear Power Source |  |  | SH Lab | 86#2F-Power supply test lab | III | 2005-06-03 | — | TY | Disposal |  | 直流稳压电源
EC3178 | 1 | shunt |  |  | SH Lab | 86#2F-Power supply test lab | I | 2020-06-11 | 2021-06-10 | JSMI | Closed |  | 分流器
EC3178 | 2 | shunt |  |  | SH Lab | 86#2F-Power supply test lab | I | 2020-06-11 | 2021-06-10 | JSMI | Closed |  | 分流器
EC3179 |  | AC Frequency Converter |  |  | SH Lab | 86#2F-Power supply test lab | III | 2005-06-04 | — | TY | Closed |  | 交流变频电源
EC3180 |  | Tapeline |  |  | SH Lab | 86#4F-Multimedia test lab | I | 2012-06-07 | — | SQI | Disposal |  | 卷尺
EC3181 |  | Tapeline |  |  | SH Lab | 86#4F-Multimedia test lab | I | 2009-10-28 | — | SIMT | Disposal |  | 卷尺
EC3182 |  | Variable Transformer |  |  | SH Lab | 86#1F-Endurance test lab | III | 2005-06-10 | — | TY | Closed |  | 调压器
EC3183 |  | Variable Transformer |  |  | SH Lab | 86#1F-Tools & machinery test lab | III | 2005-06-10 | — | TY | Closed |  | 调压器
EC3184 |  | Variable Transformer |  |  | SH Lab | 86#1F-Endurance test lab | III | 2005-06-10 | — | TY | Closed |  | 调压器
EC3185 |  | Variable Transformer |  |  | SH Lab | 86#1F-Tools & machinery test lab | III | 2005-06-10 | — | TY | Closed |  | 调压器
EC3186 |  | Test pin |  |  | SH Lab | 86#2F-Power supply test lab | II | 2020-06-17 | 2021-06-16 | EC JZ | Closed |  | 试验销
EC3187 |  | AC Frequency Converter |  |  | XM Lab | Xiamen test lab | III | 2005-06-12 | — | TY | Closed |  | 交流变频电源
EC3188 |  | Fixture for hair dryer |  |  | SH Lab | 86#3F-Home appliance test lab | III | 2005-06-15 | — | TY | Closed |  | 电吹风支架
EC3189 |  | Fixture for hair dryer |  |  | SH Lab | 86#3F-Home appliance test lab | III | 2005-06-15 | — | TY | Closed |  | 电吹风支架
EC3190 |  | Test Arm |  |  | SH Lab | 86#1F-Garden tools test lab (Ⅰ) | II | 2020-06-21 | 2021-06-20 | EC JK | Closed |  | 测试臂
EC3191 |  | Test Probe |  |  | SH Lab | 86#2F-Power supply test lab | II | 2020-09-21 | 2021-09-20 | EC JZ | Closed |  | 美标试验指
EC3192 |  | Flexible Cord Bending Test Apparatus |  |  | CX | CIXI test lab | II | 2015-08-16 | — | ES HG | Disposal |  | 弯折试验装置
EC3192 | 1 | Weight |  |  | YY Eng | Yuyao test lab | I | 2020-05-15 | 2021-05-14 | CIXI | Closed |  | 砝码
EC3193 |  | Dielectric Strength Tester |  |  | SH Lab | 86#2F-Power supply test lab | II | 2020-07-28 | 2021-07-27 | EC JZ | Closed |  | 绝缘强度测试装置
EC3194 |  | Mild steel armature |  |  | SH Lab | 86#3F-Construction test lab (Ⅱ) | III | 2005-07-07 | — | TY | Closed |  | 低碳钢衔铁
EC3195 |  | High Voltage Probe |  | B051914 | SH Lab | 86#3F-Home appliance test lab | I | 2020-07-28 | 2021-07-27 | SIMT | Closed |  | 高压探头
EC3196 |  | Microwave survey meter |  | 55205 | SH Lab | 86#1F-General test lab | I | 2015-03-25 | — | NIM | Disposal | 2015-10-12 该设备已经转给PT 叶扬当工具使用 | 微波测量仪
EC3197 |  | Brake actuator test cabinet for chain saw |  |  | SH Lab | 86#1F-Garden tools test lab (Ⅰ) | III | 2005-07-05 | — | TY | Closed |  | 链锯刹车动作试验房
EC3198 |  | Endurance brake tester for chain saw |  |  | SH Lab | 86#1F-Garden tools test lab (Ⅰ) | II | 2009-07-15 | — | ES JH | Out of service |  | 链锯刹车耐久试验装置
EC3198 | 1 | handle guard strength |  |  | SH Lab | 86#1F-Environment test lab | III | 2011-04-14 | — | ES LWF | Closed |  | 链锯冲击测试装置
EC3199 | 1 | Creepage Distance Gauges |  |  | SH Lab | 86#2F-Power supply test lab | II | 2020-07-19 | 2021-07-18 | EC JK | Closed |  | 电气间隙测试量规
EC3199 | 2 | Creepage Distance Gauges |  |  | SH Lab | 86#2F-Power supply test lab | II | 2020-07-19 | 2021-07-18 | EC JK | Closed |  | 电气间隙测试量规
EC3199 | 3 | Creepage Distance Gauges |  |  | SH Lab | 86#2F-Power supply test lab | II | 2020-07-19 | 2021-07-18 | EC JK | Closed |  | 电气间隙测试量规
EC3199 | 4 | Creepage Distance Gauges |  |  | SH Lab | 86#2F-Power supply test lab | II | 2020-07-19 | 2021-07-18 | EC JK | Closed |  | 电气间隙测试量规
EC3199 | 5 | Creepage Distance Gauges |  |  | SH Lab | 86#2F-Power supply test lab | II | 2020-07-19 | 2021-07-18 | EC JK | Closed |  | 电气间隙测试量规
EC3200 |  | Test corner |  |  | SH Lab | 86#3F-Heating & motor test lab | III | 2005-07-11 | — | TY | Closed |  | 试验角
EC3201 |  | Digital Milliohm Meter |  | CF640757 | YY Eng | Yuyao test lab | I | 2020-05-06 | — | CIXI | Repairing |  | 数字毫欧表
EC3202 |  | Oscilloscope |  | B034831 | YY Eng | Yuyao test lab | I | 2020-05-15 | — | CIXI | Repairing |  | 示波器
EC3203 |  | Endurance tester for fridge door |  |  | SH Lab | 86#3F-Home appliance test lab | III | 2005-06-23 | — | TY | Closed |  | 冰箱门耐久试验装置
EC3204 |  | Pressure Testing Pump |  |  | YY Eng | Yuyao test lab | III | 2005-07-15 | — | TY | Disposal |  | 试压泵
EC3204 | 1 | Pressure meter |  |  | YY Eng | Yuyao test lab | I | 2020-04-29 | 2021-04-28 | CIXI | Closed |  | 压力表
EC3204 | 2 | Pressure meter |  |  | YY Eng | Yuyao test lab | I | 2014-11-24 | — | SIMT | Disposal | 同-4备用,2台轮流计量 | 压力表
EC3204 | 3 | Pressure meter |  |  | YY Eng | Yuyao test lab | I | 2020-04-29 | 2021-04-28 | CIXI | Closed |  | 压力表
EC3204 | 4 | Pressure meter |  |  | YY Eng | Yuyao test lab | I | 2020-04-29 | 2021-04-28 | CIXI | Closed | 同-2备用，09年计量 | 压力表
EC3204 | 5 | Pressure meter |  |  | YY Eng | Yuyao test lab | I | 2020-04-29 | — | CIXI | Out of service |  | 压力表
EC3205 |  | Arrangement for the temperature rise test on electrode holder |  |  | SH Lab | 86#2F-Power supply test lab | III | 2005-07-14 | — | TY | Closed |  | 电焊夹温升测试设备
EC3206 |  | Test Probe |  |  | CIXI | CIXI test lab | II | 2020-04-06 | 2021-04-05 | EC JK | Closed |  | 试验探棒
EC3207 |  | Ground Bond Tester |  | 1360147 | CIXI | CIXI test lab | I | 2019-12-25 | 2020-12-24 | SQI | Closed |  | 接地阻抗测试仪
EC3208 |  | Test Arm |  |  | SH Lab | 86#1F-Garden tools test lab (Ⅰ) | II | 2020-07-21 | 2021-07-20 | EC JK | Closed |  | 测试臂
EC3209 |  | AC Linear Power Source |  |  | SH Lab | 86#6F-Control room | III | 2005-07-25 | — | TY | Closed |  | 交流稳压电源
EC3210 |  | AC Frequency Converter |  |  | SH Lab | 86#6F-Control room | III | 2005-07-25 | — | TY | Closed |  | 交流变频电源
EC3211 |  | AC Frequency Converter |  |  | SH Lab | 86#6F-Control room | III | 2005-07-25 | — | TY | Closed |  | 交流变频电源
EC3212 |  | Test Cone |  |  | SH Lab | 86#3F-Construction test lab (Ⅱ) | II | 2020-07-28 | 2021-07-27 | EC JK | Closed |  | 试验锥
EC3213 |  | Test Cone |  |  | SH Lab | 86#3F-Construction test lab (Ⅱ) | II | 2020-07-28 | 2021-07-27 | EC JK | Closed |  | 试验锥
EC3214 |  | Metal Pan |  |  | SH Lab | 86#3F-Home appliance test lab | III | 2005-08-24 | — | TY | Closed |  | 金属盘
EC3215 |  | Pine-wood Board |  |  | SH Lab | 86#3F-Home appliance test lab | III | 2005-08-24 | — | TY | Closed |  | 松木板
EC3216 |  | High Temperature Oven |  | 1010050292 | YY Eng | Yuyao test lab | I | 2018-11-01 | 2019-10-31 | CEST | Calibrating |  | 高温烘箱
EC3217 |  | Pendulum |  |  | SH Lab | 86#2F-Power supply test lab | II | 2020-08-03 | 2021-08-02 | EC JZ | Closed |  | 摆锤
EC3218 |  | Impedance stable network |  |  | SH Lab | 86#4F-EMC test lab | I | 2007-01-23 | — | SIMT | Out of service |  | 阻抗稳定网络
EC3219 |  | Impedance stable network |  |  | SH Lab | 86#4F-EMC test lab | III | 2004-12-18 | — | TY | Closed |  | 阻抗稳定网络
EC3220 |  | Impedance stable network |  |  | SH Lab | 86#4F-EMC test lab | I | 2007-01-23 | — | SIMT | Out of service |  | 阻抗稳定网络
EC3221 |  | Current probe |  | 100162 | SH Lab | 86#4F-EMC test lab | I | 2020-03-14 | 2021-03-13 | SIMT | Closed |  | 电流探头
EC3222 |  | Pre-amplifier |  |  | SH Lab | 86#6F-Control room | I | 2013-04-12 | — | SIMT | Disposal | ES-K1 V1.71 | 前置放大器
EC3223 | 1 | Controller |  |  | SH Lab | 86#6F-Control room | III | 2005-04-17 | — | TY | Closed |  | 控制器
EC3223 | 2 | Controller |  |  | SH Lab | 86#6F-Control room | III | 2005-04-17 | — | TY | Closed |  | 控制器
EC3224 |  | Metallic support for electrical iron |  |  | SH Lab | 86#3F-Heating & motor test lab | III | 2005-08-01 | — | TY | Closed |  | 电熨斗支架
EC3225 |  | DC power Supply |  |  | SH Lab | 86#2F-Power supply test lab | III | 2007-01-09 | — | TY | Closed |  | 直流电源
EC3226 |  | Digital Multimeter |  |  | SH Lab | 86#4F-EMC test lab | II | 2016-09-11 | — | EC JZ | Can not be found |  | 数字万用表
EC3227 |  | Slide-Wire Resistor |  |  | SH Lab | 85#5F-ACCE & LUM test lab | III | 2005-08-04 | — | TY | Disposal |  | 滑线变阻器
EC3228 |  | Apparatus for incline test |  |  | SH Lab | 85#5F-Gauge room | III | 2005-08-09 | — | TY | Closed |  | 倾斜试验装置
EC3229 |  | Slide-Wire Resistor |  |  | SH Lab | 51#7F-PPT test lab | III | 2005-08-11 | — | TY | Closed |  | 滑线变阻器
EC3230 |  | Slide-Wire Resistor |  |  | SH Lab | 51#7F-PPT test lab | III | 2005-08-11 | — | TY | Closed |  | 滑线变阻器
EC3231 |  | Slide-Wire Resistor |  |  | SH Lab | 51#7F-PPT test lab | III | 2005-08-11 | — | TY | Closed |  | 滑线变阻器
EC3232 |  | Isolating Transformer |  |  | YY Eng | Yuyao test lab | III | 2005-08-10 | — | TY | Closed |  | 隔离变压器
EC3233 |  | Isolating Transformer |  |  | YY Eng | Yuyao test lab | III | 2005-08-10 | — | TY | Closed |  | 隔离变压器
EC3234 |  | Variable Transformer |  |  | YY Eng | Yuyao test lab | III | 2005-08-10 | — | TY | Closed |  | 调压器
EC3235 |  | Electric Iron Dropping Tester |  |  | CIXI | CIXI test lab | II | 2020-04-06 | 2021-04-05 | ES AW | Closed |  | 电熨斗跌落试验机
EC3236 |  | Rain gauge |  | 507018 | SH Lab | 86#1F-General test lab | I | 2020-09-16 | 2021-09-15 | SIMT | Closed |  | 雨量器
EC3237 |  | Isolating Transformer |  |  | SH Lab | 85#5F-ACCE & LUM test lab | III | 2005-08-23 | — | TY | Out of service |  | 隔离变压器
EC3238 |  | AC Frequency Converter |  |  | YY Eng | Yuyao test lab | III | 2005-08-19 | — | TY | Closed |  | 交流变频电源
EC3239 |  | AC Frequency Converter |  |  | YY Eng | Yuyao test lab | III | 2005-08-19 | — | TY | Closed |  | 交流变频电源
EC3240 |  | Reel Machine for vacuum cleaner |  |  | CIXI | CIXI test lab | II | 2020-04-06 | 2021-04-05 | EC JK | Closed |  | 真空吸尘器拉伸试验台
EC3241 |  | Electric Iron Dropping Stand |  |  | SH Lab | 86#3F-Construction test lab (Ⅱ) | III | 2005-08-24 | — | TY | Closed |  | 电熨斗跌落架
EC3242 |  | Slide-Wire Resistor |  |  | YY Eng | Yuyao test lab | III | 2005-08-30 | — | TY | Closed |  | 滑线变阻器
EC3243 |  | Fixture for hair dryer |  |  | YY Eng | Yuyao test lab | III | 2005-08-31 | — | TY | Closed |  | 电吹风支架
EC3244 |  | Leakage Current Filter |  |  | XM Lab | Xiamen test lab | I | 2019-09-11 | 2020-09-10 | GRGT | Calibrating |  | 泄漏电流测试盒
EC3245 |  | Treadmill Load |  |  | SH Lab | 86#3F-Training equipment test lab | III | 2005-09-05 | — | TY | Closed |  | 跑步机耐久性试验负载
EC3246 | 1 | Laser power meter |  |  | SH Lab | 86#2F-TCO test lab | I | 2020-03-20 | 2021-03-19 | SIMT | Closed |  | 激光功率计
EC3246 | 2 | Wave length meter |  |  | SH Lab | 86#4F-Multimedia test lab | I | 2017-09-12 | — | SIMT | Out of service | 设备无输出信号；封存 | 激光功率计
EC3247 |  | AC Digital Current meter |  |  | SH Lab | 86#2F-Power supply test lab | II | 2020-09-11 | 2021-09-10 | EC JK | Closed |  | 数字交流电流表
EC3248 |  | Leakage Current Filter |  |  | SH Lab | 86#2F-Power supply test lab | I | 2020-09-01 | 2021-08-31 | SIMT | Closed |  | 泄漏电流测试盒
EC3249 |  | Leakage Current Filter |  |  | SH Lab | 86#2F-Power supply test lab | I | 2020-09-01 | 2021-08-31 | SIMT | Closed |  | 泄漏电流测试盒
EC3250 |  | Test Finger |  |  | CIXI | CIXI test lab | II | 2020-09-16 | 2021-09-15 | EC JZ | Closed |  | 美标试验指
EC3251 |  | Digital Caliper |  |  | SH Lab | 86#2F-Power supply test lab | I | 2006-09-11 | — | SIMT | Out of service |  | 电子数显卡尺
EC3252 |  | Device for testing the resistance to weld spatter |  |  | SH Lab | 86#2F-Power supply test lab | III | 2005-09-27 | — | TY | Closed |  | 焊渣抗阻拦测试装置
EC3253 |  | Blank | [8 empty] | Closed |  | Blank
EC3254 |  | Test Probe |  |  | SH Lab | 51#7F-PPT test lab | II | 2020-09-21 | 2021-09-20 | ES AW | Closed |  | 美标试验指
EC3255 |  | Synthesized Function Generator |  |  | CN FAC | 86#4F-Calibration room | III | 2005-09-22 | — | TY | Closed |  | 信号发生器
EC3256 |  | Test Probe |  |  | SH Lab | 86#4F-Multimedia test lab | II | 2020-09-22 | 2021-09-21 | ES AW | Closed |  | 美标试验指
EC3257 |  | Fixture for Thermocouple |  |  | SH Lab | 86#4F-Multimedia test lab | III | 2005-09-21 | — | TY | Closed |  | 热电偶支架
EC3258 |  | Fixture for Thermocouple |  |  | SH Lab | 86#4F-Multimedia test lab | III | 2005-09-21 | — | TY | Closed |  | 热电偶支架
EC3259 |  | High Temperature Oven |  | 49 | SH Lab | 86#1F-Garden tools test lab (Ⅰ) | I | 2019-10-14 | 2020-10-13 | JSMI | Calibrating |  | 高温烘箱
EC3260 |  | IPX1-X2 tester |  |  | SH Lab | 86#1F-Washing M/C test lab | I | 2020-05-20 | 2021-05-19 | SETRI | Closed |  | IPX1-X2防水防溅试验装置
EC3261 |  | Slide-Wire Resistor |  |  | SH Lab | 86#2F-Power supply test lab | III | 2005-10-08 | — | TY | Closed |  | 滑线变阻器
EC3262 |  | Slide-Wire Resistor |  |  | SH Lab | 86#2F-Power supply test lab | III | 2005-10-08 | — | TY | Closed |  | 滑线变阻器
EC3263 |  | Test Probe |  |  | SH Lab | 86#2F-Construction test lab(Ⅰ) | II | 2019-10-13 | 2020-10-12 | EC JK | Closed |  | 试验探棒
EC3264 |  | Vessel |  |  | SH Lab | 86#3F-Construction test lab (Ⅱ) | III | 2005-10-17 | — | TY | Closed |  | 铁锅
EC3265 |  | Leakage Current Filter |  |  | YY Eng | Yuyao test lab | I | 2017-10-26 | — | SIMT | Repairing |  | 泄漏电流测试盒
EC3266 |  | Leakage Current Filter |  |  | XM Lab | Xiamen test lab | I | 2018-08-01 | — | CEPREI | Disposal |  | 泄漏电流测试盒
EC3267 |  | Leakage Current Filter |  |  | XM Lab | Xiamen test lab | I | 2019-09-11 | 2020-09-10 | GRGT | Calibrating |  | 泄漏电流测试盒
EC3268 |  | Step-up Transformer |  |  | SH Lab | 86#4F-Multimedia test lab | III | 2005-09-28 | — |  | Closed |  | 升压变压器
EC3269 |  | Variable Transformer |  |  | SH Lab | 86#2F-Power supply test lab | III | 2005-10-17 | — |  | Closed |  | 调压器
EC3270 |  | Isolating Transformer |  |  | SH Lab | 86#1F-Washing M/C test lab | III | 2005-10-17 | — |  | Closed |  | 隔离变压器
EC3271 |  | Test Probe |  |  | SH Lab | 86#1F-Tools & machinery test lab | II | 2019-10-08 | 2020-10-07 | EC JK | Closed |  | 探棒
EC3272 |  | Test Probe |  |  | SH Lab | 86#1F-Garden tools test lab (Ⅰ) | II | 2019-11-02 | 2020-11-01 | ES AW | Closed |  | 探棒
EC3273 |  | Diode |  |  | SH Lab | 85#5F-Gauge room | III | 2005-10-31 | — |  | Closed |  | 二极管
EC3274 |  | Torque safety tester |  |  | SH Lab | 86#2F-Construction test lab(Ⅰ) | III | 2018-07-20 | — |  | Closed |  | 扭矩测试仪
EC3274 | 1 | Torque sensor |  |  | SH Lab | 86#2F-Construction test lab(Ⅰ) | I | 2012-12-10 | — | SIMT | Out of service |  | 扭矩传感器
EC3274 | 2 | Torque display |  |  | SH Lab | 86#2F-Construction test lab(Ⅰ) | I | 2012-12-10 | — | SIMT | Out of service |  | 扭矩显示器
EC3275 |  | Apparatus for spillage test |  |  | SH Lab | 86#3F-Construction test lab (Ⅱ) | II | 2019-10-24 | — | ES AW | Out of service | 2019.10.20封存 | 溢水测试装置
EC3276 |  | Steel plate |  |  | SH Lab | 86#2F-Construction test lab(Ⅰ) | III | 2005-11-04 | — |  | Closed |  | 钢板
EC3277 |  | Plywood |  |  | SH Lab | 86#4F-Multimedia test lab | III | 2005-11-09 | — |  | Closed |  | 夹板
EC3278 |  | Hardwood Board |  |  | SH Lab | 86#4F-Multimedia test lab | III | 2005-11-09 | — |  | Closed |  | 硬木板
EC3279 |  | Scratching tool tip |  |  | SH Lab | 86#3F-Home appliance test lab | II | 2019-12-07 | 2020-12-06 | EC JK | Closed |  | 刮擦工具
EC3280 |  | DC Linear Power Source |  |  | XM Lab | Xiamen test lab | III | 2005-08-22 | — |  | Closed |  | 直流稳压电源
EC3281 |  | Performance tester for microwave oven door |  |  | SH Lab | 86#2F-Performance test lab | III | 2005-08-26 | — |  | Disposal |  | 微波炉门性能测试装置
EC3282 |  | Fixture for Thermocouple |  |  | XM Lab | Xiamen test lab | III | 2005-11-30 | — |  | Closed |  | 热电偶支架
EC3283 |  | Ground Bond Tester |  |  | XM Lab | Xiamen test lab | I | 2020-07-02 | 2021-07-01 | LISAI | Closed |  | 接地阻抗测试仪
EC3284 |  | Digital Multimeter |  |  | SH Lab | 86#4F-Calibration room | I | 2015-12-25 | — | SIMT | Disposal |  | 数字万用表
EC3285 | 1 | Pressure Meter |  |  | SH Lab | 86#3F-Construction test lab (Ⅱ) | I |  | — | SIMT | Disposal |  | 压力表
EC3285 | 2 | Pressure Meter |  |  | SH Lab | 86#3F-Construction test lab (Ⅱ) | I |  | — | SIMT | Disposal |  | 压力表
EC3286 |  | Copper Board |  |  | SH Lab | 86#3F-Construction test lab (Ⅱ) | III | 2005-12-12 | — |  | Closed |  | 铜板
EC3287 |  | Abrupt pull tester |  |  | SH Lab | 51#7F-PPT test lab | III | 2005-11-19 | — |  | Closed |  | 突拉试验机
EC3288 |  | Torque Wrench |  | 864 | SH Lab | 86#3F-Construction test lab (Ⅱ) | I | 2020-03-04 | 2021-03-03 | JSMI | Closed |  | 扭力扳手
EC3289 |  | Torque Wrench |  |  | SH Lab | 86#3F-Cooking & HVAC test lab | I | 2009-01-21 | — | SIMT | Disposal |  | 扭力扳手
EC3290 |  | Automatic telephone tester |  |  | SH Lab | 86#4F-Multimedia test lab | III | 2005-12-22 | — |  | Closed |  | 全自动电话测试机
EC3291 |  | Thermometer |  | 89670004 | SH Lab | 86#3F-Cooking & HVAC test lab | II | 2020-01-24 | 2021-01-23 | ES AW | Closed |  | 点温计
EC3292 |  | Straight Probe with tapered tip |  |  | SH Lab | 86#1F-Tools & machinery test lab | II | 2019-12-27 | 2020-12-26 | ES AW | Closed |  | 测试棒
EC3293 |  | Straight Probe with round tip |  |  | SH Lab | 86#1F-Tools & machinery test lab | II | 2019-12-27 | 2020-12-26 | ES AW | Closed |  | 测试棒
EC3294 |  | Leakage Current Filter |  |  | SH Lab | 86#4F-Multimedia test lab | I | 2017-07-31 | — | SIMT | Disposal |  | 泄漏电流测试盒
EC3295 |  | Pendulum Swing Test device |  |  | SH Lab | 86#2F-Power supply test lab | III | 2005-12-29 | — |  | Closed |  | 摆锤测试装置
EC3296 |  | Ambient Temperature Barrel for Test Corner |  |  | XM Lab | Xiamen test lab | III | 2005-12-29 | — |  | Closed |  | 试验角用环境温度测试用小桶
EC3297 |  | Test Plane |  |  | XM Lab | Xiamen test lab | II | 2020-06-16 | 2021-06-15 | EC JZ | Closed |  | 测试头
EC3298 |  | Switch box for leakage current filter |  |  | XM Lab | Xiamen test lab | III | 2006-01-05 | — |  | Closed |  | 泄露电流用开关盒
EC3299 |  | Resistive and Capacitive Load |  |  | SH Lab | 86#1F-Garden tools test lab (Ⅰ) | III | 2006-01-06 | — |  | Disposal |  | 阻容负载
EC3300 |  | Apparatus for electric iron drop test |  |  | YY |  | III | 2006-01-05 | — |  | Closed |  | 电熨斗跌落装置
EC3301 |  | Dielectric Strength Tester |  |  | XM Lab | Xiamen test lab | II | 2020-06-16 | 2021-06-15 | EC JZ | Closed |  | 绝缘强度测试装置
EC3302 |  | Pressure Meter |  |  | SH Lab | 86#2F-Performance test lab | I | 2008-01-16 | — | SIMT | Disposal |  | 压力表
EC3303 |  | Infrared thermometer |  |  | XM Lab | Xiamen test lab | III | 2006-01-13 | — | SIMT | Closed |  | 远红外点温仪
EC3304 |  | High Temperature Oven |  |  | SH Lab | 86#1F-Garden tools test lab (Ⅰ) | II | 2020-01-03 | — | ES AW | Disposal |  | 高温烘箱
EC3305 |  | Power Energy Meter |  |  | YY | Yuyao test lab | I | 2014-08-14 | — | SIMT | Disposal |  | 积分功率表
EC3306 |  | Tonometer |  | 4441 | SH Lab | 86#4F-Multimedia test lab | I | 2020-07-21 | 2021-07-20 | SMMS | Closed |  | 气压表
EC3307 |  | Torque Screwdriver |  | 51362 | SH Lab | 86#3F-Construction test lab (Ⅱ) | I | 2014-01-08 | — | SQI | Disposal |  | 扭力螺丝刀
EC3308 |  | Transparent PVC Pipe |  |  | SH Lab | 86#4F-Multimedia test lab | III | 2006-01-25 | — |  | Closed |  | 通明PVC管
EC3309 |  | Leakage Current Filter |  |  | SH Lab | 86#4F-Multimedia test lab | II | 2020-02-27 | 2021-02-26 | ES AW | Closed |  | 泄漏电流测试盒
EC3310 |  | Test Probe |  |  | XM Lab | Xiamen test lab | II | 2020-01-29 | 2021-01-28 | EC JZ | Closed |  | 测试棒
EC3311 |  | Fixture for thermocouple |  |  | SH Lab | 51#7F-PPT test lab | III | 2006-02-07 | — |  | Closed |  | 热电偶支架
EC3312 |  | Fixture for thermocouple |  |  | SH Lab | 51#7F-PPT test lab | III | 2006-02-07 | — |  | Closed |  | 热电偶支架
EC3313 |  | AC Digital Power Meter |  | 512008 | SH Lab | 86#2F-Power supply test lab | II | 2019-04-25 | — | EC JK | Out of service | 封存 | 数字交流功率表
EC3314 |  | Thermocouple Welder |  |  | SH Lab | 86#2F-Power supply test lab | III | 2006-02-07 | — |  | Closed |  | 热电偶焊接仪
EC3315 |  | Leakage Current Filter |  |  | SH Lab | 86#2F-Power supply test lab | I |  | — | SIMT | Disposal |  | 泄漏电流测试盒
EC3316 |  | Leakage Current Filter |  |  | SH Lab | 86#2F-Power supply test lab | I | 2017-01-25 | — | SIMT | Out of service |  | 泄漏电流测试盒
EC3317 |  | Sharp edge tester |  |  | SH Lab | 86#3F-Construction test lab (Ⅱ) | II | 2008-03-14 | — | ES LWF | Damaged |  | 锐边测试仪
EC3318 |  | Gauge |  |  | XM Lab | Xiamen test lab | II | 2020-06-16 | 2021-06-15 | EC JZ | Closed |  | 量规
EC3319 |  | Leakage Current Filter |  |  | SH Lab | 86#4F-EMC test lab | I |  | — | SIMT | Disposal |  | 泄漏电流测试盒
EC3320 |  | Tonometer |  | 6056 | SH Lab | 86#4F-EMC test lab | I | 2020-07-21 | 2021-07-20 | SMMS | Closed |  | 气压表
EC3321 |  | Leakage Current Filter |  |  | SH Lab | 86#2F-Power supply test lab | I | 2020-03-20 | 2021-03-19 | SIMT | Closed | 08年12月修理1月计量,未填BREAKDOWN | 泄漏电流测试盒
EC3322 |  | Leakage Current Filter |  |  | SH Lab | 51#7F-LUM test lab | I | 2020-03-20 | 2021-03-19 | SIMT | Closed |  | 泄漏电流测试盒
EC3323 |  | Temperature and humidity recorder |  | 510135 | SH Lab | 86#4F-EMC test lab | I | 2017-12-22 | — | JSMI | Out of service | 损坏 | 温湿度记录仪
EC3324 |  | Temperature and humidity recorder |  | 511060 | SH Lab | 86#6F-Control room | I | 2019-09-26 | 2020-09-25 | JSMI | Calibrating |  | 温湿度记录仪
EC3325 |  | Temperature and humidity recorder |  | 510145 | CN FAC | 86#4F-Calibration room | I | 2020-04-30 | 2021-04-29 | JSMI | Closed |  | 温湿度记录仪
EC3326 |  | Temperature and humidity recorder |  | 510138 | SH Lab | 86#4F-EMC test lab | I | 2020-04-30 | 2021-04-29 | JSMI | Closed |  | 温湿度记录仪
EC3327 |  | Pressure meter |  | 602123 | SH Lab | 86#1F-Tools & machinery test lab | I | 2019-07-03 | 2020-07-02 | JSMI | Calibrating |  | 压力表
EC3328 |  | Test probe |  |  | XM Lab | Xiamen test lab | II | 2020-01-27 | 2021-01-26 | EC JZ | Closed |  | 测试棒
EC3329 |  | Test pin |  |  | XM Lab | Xiamen test lab | II | 2020-01-29 | 2021-01-28 | EC JZ | Closed |  | 测试棒
EC3330 |  | Test probe |  |  | XM Lab | Xiamen test lab | II | 2020-01-27 | 2021-01-26 | EC JZ | Closed |  | 测试棒
EC3331 |  | Test probe |  |  | XM Lab | Xiamen test lab | II | 2020-06-16 | 2021-06-15 | ES AW | Closed |  | 测试棒
EC3332 |  | Test pin |  |  | XM Lab | Xiamen test lab | II | 2020-06-16 | 2021-06-15 | ES AW | Closed |  | 测试棒
EC3333 |  | Straight test probe |  |  | XM Lab | Xiamen test lab | II | 2020-06-16 | 2021-06-15 | ES AW | Closed |  | 测试棒
EC3334 |  | Test hook |  |  | XM Lab | Xiamen test lab | II | 2018-02-18 | — | ES CZ | Disposal |  | 测试钩
EC3335 |  | AC Leakage Current Tester |  |  | SH Lab | 86#3F-Construction test lab (Ⅱ) | I | 2020-07-10 | 2021-07-09 | JSMI | Closed |  | 交流泄漏电流测试仪
EC3335 | 1 | current switch box | 自制 | NA | SH Lab | 86#2F-Performance test lab | III | 2006-03-18 | — | ES JH | Closed | NA | 美标泄漏电流开关盒
EC3335 | 2 | Water Spray Test switch box | 自制 | NA | SH Lab | 86#3F-Cooking & HVAC test lab | III | 2011-03-28 | — | ES JH | Closed | NA | 淋雨测试开关盒
EC3336 |  | Variable Transformer |  | 261005 | SH Lab | 85#5F-ACCE & LUM test lab | III | 2006-03-01 | — |  | Closed |  | 调压器
EC3337 |  | Test corner |  |  | SH Lab | 86#3F-Training equipment test lab | III | 2006-03-01 | — |  | Closed |  | 试验角
EC3338 |  | Test corner |  |  | SH Lab | 86#3F-Construction test lab (Ⅱ) | III | 2006-03-01 | — |  | Closed |  | 试验角
EC3339 |  | Sand bag |  |  | SH Lab | 86#4F-Multimedia test lab | III | 2006-02-12 | — |  | Closed |  | 沙袋
EC3340 |  | Simulated toast load |  |  | SH Lab | 86#3F-Construction test lab (Ⅱ) | III | 2006-03-07 | — |  | Closed |  | 模拟面包机负载
EC3341 |  | Simulated toast load |  |  | SH Lab | 86#3F-Construction test lab (Ⅱ) | III | 2006-03-07 | — |  | Closed |  | 模拟面包机负载
EC3342 |  | Non-separable thin sheet material test device |  |  | SH Lab | 86#4F-Multimedia test lab | II | 2020-08-21 | 2021-08-20 | ES AW | Closed |  | 薄片绝缘材料机械强度试验装置
EC3343 |  | Steel ruler |  |  | SH Lab | 86#4F-Multimedia test lab | III | 2006-03-13 | — |  | Closed |  | 直尺
EC3344 |  | Step-up Transformer |  |  | XM Lab | Xiamen test lab | III | 2006-03-20 | — |  | Closed | transfer to XM | 升压变压器
EC3345 |  | Step-up Transformer |  |  | SH Lab | 86#4F-EMC test lab | III | 2006-03-20 | — |  | Closed |  | 升压变压器
EC3346 |  | Switch Box for Leakage Current Filter |  |  | SH Lab | 51#7F-PPT test lab | III | 2006-03-30 | — |  | Closed |  | 泄露电流用开关盒
EC3347 |  | Big blackboard |  |  | SH Lab | 85#5F-ACCE & LUM test lab | III | 2005-07-18 | — |  | Closed |  | 大黑板
EC3348 | 1 | Weight |  |  | SH Lab | 86#1F-Garden tools test lab (Ⅰ) | II | 2020-06-28 | 2021-06-27 | EC JK | Closed |  | 砝码
EC3348 | 2 | Weight |  |  | SH Lab | 86#1F-Garden tools test lab (Ⅰ) | II | 2020-06-28 | 2021-06-27 | EC JK | Closed |  | 砝码
EC3348 | 3 | Weight |  |  | SH Lab | 86#1F-Garden tools test lab (Ⅰ) | II | 2020-06-28 | 2021-06-27 | EC JK | Closed |  | 砝码
EC3348 | 4 | Weight |  |  | SH Lab | 86#1F-Garden tools test lab (Ⅰ) | II | 2020-06-28 | 2021-06-27 | EC JK | Closed |  | 砝码
EC3348 | 5 | Weight |  |  | SH Lab | 86#1F-Garden tools test lab (Ⅰ) | II | 2020-06-28 | 2021-06-27 | EC JK | Closed |  | 砝码
EC3348 | 6 | Weight |  |  | SH Lab | 86#1F-Garden tools test lab (Ⅰ) | II | 2020-06-28 | 2021-06-27 | EC JK | Closed |  | 砝码
EC3349 |  | Pressure meter |  |  | SH Lab | 85#5F-ACCE & LUM test lab | I | 2019-11-29 | 2020-11-28 | JSMI | Closed |  | 压力表
EC3350 |  | Tester for welding gun |  |  | SH Lab | 86#2F-TCO test lab | III | 2004-01-01 | — |  | Disposal |  | 焊接枪测试仪
EC3351 |  | Round ball |  |  | SH Lab | 86#2F-Construction test lab(Ⅰ) | III | 2006-04-06 | — | ES LWF | Closed |  | 100mm圆球
EC3352 |  | Simulated toast load |  |  | SH Lab | 86#3F-Construction test lab (Ⅱ) | III | 2006-04-21 | — | ES JH | Closed |  | 模拟面包机负载
EC3353 |  | Simulated toast load |  |  | SH Lab | 86#3F-Construction test lab (Ⅱ) | III | 2006-04-21 | — | ES JH | Closed |  | 模拟面包机负载
EC3354 |  | Round ball |  |  | SH Lab | 86#2F-Construction test lab(Ⅰ) | II | 2012-04-20 | — | ES LWF | Out of service |  | 100mm圆球
EC3355 |  | Load cabinet |  |  | SH Lab | 86#1F-General test lab | III | 2006-04-26 | — | ES JH | Out of service | 封存 | 负载柜（电容＋电感）
EC3356 |  | DC Analog Current Meter |  | 202102 | SH Lab | 86#4F-Multimedia test lab | I | 2007-05-12 | — | SIMT | Disposal |  | 模拟直流电流表
EC3357 |  | AC Analog Current Meter |  | 41817 | SH Lab | 86#4F-Multimedia test lab | I | 2020-06-10 | 2021-06-09 | SIMT | Closed |  | 模拟交流电流表
EC3358 |  | AC/DC Digital Power Meter |  | 91F362221 | SH Lab | 86#2F-Power supply test lab | I | 2020-07-08 | 2021-07-07 | JSMI | Closed |  | 数字交直流功率表
EC3359 |  | Centre punch |  |  | SH Lab | 85#5F-Gauge room | III | 2006-04-27 | — | ES JH | Closed |  | 样冲
EC3360 |  | Spark Generator |  |  | SH Lab | 86#3F-Construction test lab (Ⅱ) | II | 2020-08-28 | 2021-08-27 | EC JK | Closed |  | 点火器
EC3361 |  | Pi Tape |  | 511048 | SH Lab | 86#2F-Construction test lab(Ⅰ) | I | 2009-05-20 | — | SIMT | Disposal |  | Pi 尺
EC3362 |  | Pi Tape |  | 511005 | SH Lab | 86#2F-Construction test lab(Ⅰ) | I | 2009-05-20 | — | SIMT | Disposal |  | Pi 尺
EC3363 |  | Pi Tape |  | 511019 | SH Lab | 86#3F-Construction test lab (Ⅱ) | I | 2009-05-20 | — | SIMT | Disposal |  | Pi 尺
EC3364 |  | Pi Tape |  | 60316 | SH Lab | 86#2F-Construction test lab(Ⅰ) | I | 2009-05-20 | — | SIMT | Disposal |  | Pi 尺
EC3365 |  | Digital Multimeter | 179 | 90360400 | SH Lab | 86#4F-Multimedia test lab | II | 2020-08-08 | 2021-08-07 | EC JZ | Closed |  | 数字万用表
EC3366 |  | Load |  |  | SH Lab | 86#3F-Construction test lab (Ⅱ) | III | 2006-05-15 | — | ES JH | Closed |  | 负载
EC3366 | 1 | Sand bag |  |  | SH Lab | 86#3F-Construction test lab (Ⅱ) | III | 2006-05-15 | — | ES JH | Closed |  | 沙袋
EC3367 |  | Load |  |  | SH Lab | 86#3F-Construction test lab (Ⅱ) | III | 2006-05-15 | — | ES JH | Closed |  | 负载
EC3367 | 1 | Sand bag |  |  | SH Lab | 86#3F-Construction test lab (Ⅱ) | III | 2006-05-15 | — | ES JH | Closed |  | 沙袋
EC3368 | 1 | Fixture for impact test apparatus |  |  | SH Lab | 85#5F-ACCE & LUM test lab | III | 2006-05-17 | — | ES JH | Closed |  | 冲击试验夹具
EC3368 | 2 | Plate for impact test apparatus |  |  | SH Lab | 85#5F-ACCE & LUM test lab | III | 2006-10-23 | — | ES JH | Closed |  | 冲击试验板
EC3369 |  | Test probe |  |  | SH Lab | 86#1F-Tools & machinery test lab | II | 2020-05-30 | 2021-05-29 | EC JK | Closed |  | 试验探棒
EC3370 |  | Digital Caliper | 0-200MM | 5052832 | CN FAC | 86#4F-Calibration room | I | 2020-06-19 | 2021-06-18 | JSMI | Closed |  | 电子数显卡尺
EC3371 |  | Apparatus for spillage test |  |  | SH Lab | 86#3F-Construction test lab (Ⅱ) | II | 2020-07-12 | 2021-07-11 | EC JK | Closed |  | 溢水测试装置
EC3371 | 3 | water |  |  | SH Lab | 86#3F-Home appliance test lab | II | 2020-05-14 | 2021-05-13 | EC JZ | Closed | 改进原来fig101的装置，使之符合EN 60335-2-15的15.102要求，同时新增fig101里的A、C部件，使之符合UL499的38.2要求 | 溢水装置
EC3372 |  | Multi-elemnet tube analyzer w/wireless |  |  | E&E |  | III | 2006-06-12 | — |  | Disposal | Transfer to labtest | 元素分析仪
EC3373 |  | Load for orange |  |  | SH Lab | 86#3F-Construction test lab (Ⅱ) | III | 2006-06-09 | — | ES JH | Closed |  | 橙子负载
EC3374 |  | Articulate probe with web stop |  |  | XM Lab | Xiamen test lab | II | 2020-05-27 | 2021-05-26 | EC JZ | Closed |  | Articulate probe with web stop
EC3375 |  | Test plug for temperature rise |  |  | SH Lab | 85#5F-ACCE & LUM test lab | II | 2007-08-20 | — | ES LWF | Disposal |  | 温升用插头
EC3376 |  | DC power Supply |  |  | SH Lab | 86#2F-Power supply test lab | III | 2007-01-09 | — | ES JH | Disposal |  | 直流电源
EC3377 |  | Brush cutter throw tester |  |  | SH Lab | 86#2F-Construction test lab(Ⅰ) | III | 2006-07-03 | — | ES JH | Closed |  | 割灌机抛物测试仪
EC3378 |  | Concrete slab |  |  | SH Lab | 85#5F-ACCE & LUM test lab | III | 2006-07-06 | — | ES JH | Closed |  | 混凝土板
EC3379 |  | Fixture for thermocouple |  |  | SH Lab | 86#3F-Heating & motor test lab | III | 2006-07-07 | — | ES JH | Closed |  | 热电偶支架
EC3380 |  | Fixture for thermocouple |  |  | SH Lab | 86#3F-Heating & motor test lab | III | 2006-07-07 | — | ES JH | Closed |  | 热电偶支架
EC3381 |  | Hardwood Board |  |  | YY |  | III | 2006-07-10 | — | ES JH | Closed |  | 硬木板
EC3382 |  | DC Linear Power Source |  |  | YY |  | III | 2006-07-11 | — | ES JH | Closed |  | 直流稳压电源
EC3383 |  | Small parts cylinder |  |  | SH Lab | 51#7F-LUM test lab | II | 2020-07-12 | 2021-07-11 | EC JZ | Closed |  | Small parts cylinder
EC3384 |  | Large loop antenna |  |  | SH Lab | 86#4F-EMC test lab | I | 2019-10-09 | 2020-10-08 | CEPREI | Calibrating |  | 环形天线
EC3385 |  | Shielded room |  |  | SH Lab | 86#2F-TCO test lab | I | 2020-01-13 | 2021-01-12 | SIMT | Closed |  | 屏蔽室
EC3386 |  | Pressure/Vacuum Transducer Module |  |  | SH Lab | 86#1F-General test lab | I | 2020-05-25 | 2021-05-24 | JSMI | Closed |  | 压力测试模块
EC3387 |  | Digital Multimeter | 179 |  | SH Lab | 86#2F-Power supply test lab | II | 2013-07-31 | — | ES AW | Disposal |  | 数字万用表
EC3388 |  | Apparatus for switch endurance test |  |  | SH Lab | 86#1F-Garden tools test lab (Ⅰ) | III | 2006-07-11 | — |  | Disposal |  | 开关耐久测试装置
EC3389 |  | Axis numerical value controller |  |  | SH Lab | 86#1F-Garden tools test lab (Ⅰ) | III | 2006-07-11 | — | ES JH | Disposal |  | 单轴数值控制器
EC3390 |  | Thermometer |  | 89670000 | CIXI | CIXI test lab | II | 2020-09-21 | 2021-09-20 | ES AW | Closed |  | 点温计
EC3391 |  | Fixture for thermocouple |  |  | SH Lab | 86#3F-Heating & motor test lab | III | 2006-07-27 | — | ES JH | Closed |  | 热电偶支架
EC3392 |  | Fixture for thermocouple |  |  | SH Lab | 86#3F-Heating & motor test lab | III | 2006-07-27 | — | ES JH | Closed |  | 热电偶支架
EC3393 |  | L.I.S.N |  |  | SH Lab | 86#4F-EMC test lab | I | 2020-07-09 | 2021-07-08 | CEPREI | Closed |  | 人工电源网络
EC3394 |  | L.I.S.N |  |  | SH Lab | 86#4F-EMC test lab | I | 2020-07-09 | 2021-07-08 | CEPREI | Closed |  | 人工电源网络
EC3395 |  | Temperature and Humidity Recorder |  | 606044 | YY | Yuyao test lab | I | 2014-11-06 | — | CEST | Disposal |  | 温湿度记录仪
EC3396 |  | Burette stand |  |  | SH Lab | 85#5F-ACCE & LUM test lab | III | 2006-08-02 | — | ES JH | Closed |  | Burette stand
EC3396 | 1 | Burette |  |  | SH Lab | 85#5F-ACCE & LUM test lab | III | 2006-08-02 | — | ES JH | Closed |  | Burette
EC3396 | 2 | Burette |  |  | SH Lab | 85#5F-ACCE & LUM test lab | III | 2006-08-02 | — | ES JH | Closed |  | Burette
EC3397 |  | Ajustable Load |  |  | SH Lab | 86#2F-Power supply test lab | III | 2006-08-03 | — | ES JH | Closed |  | Ajustable Load
EC3398 |  | Ajustable Load |  |  | SH Lab | 86#2F-Power supply test lab | III | 2006-08-03 | — | ES JH | Closed |  | Ajustable Load
EC3399 |  | Ajustable Load |  |  | SH Lab | 86#2F-Power supply test lab | III | 2006-08-03 | — | ES JH | Closed |  | Ajustable Load
EC3400 |  | AC Digital Current Meter |  |  | SH Lab | 86#2F-Power supply test lab | II | 2020-08-07 | 2021-08-06 | EC JK | Closed |  | 数字交流电流表
EC3401 |  | Torque tester turning moment apparatus |  |  | SH ACCE | 85#5F-Gauge room | II | 2020-09-30 | 2021-09-29 | EC JK | Closed |  | 扭力设备
EC3402 |  | Flexing machine |  |  | SH Lab | 86#1F-Garden tools test lab (Ⅰ) | II | 2020-08-17 | 2021-08-16 | ES AW | Closed |  | 弯折机
EC3403 |  | Current Transformer |  | 6010 | SH Lab | 86#2F-Power supply test lab | I | 2019-08-13 | 2021-08-12 | JSMI | Closed |  | 电流互感器
EC3404 |  | 3-Phase variable isolating transformer |  |  | SH Lab | 86#2F-TCO test lab | III | 2006-08-08 | — | ES JH | Closed |  | 3-Phase variable isolating transformer
EC3405 |  | Passive voltage probe |  | 100152 | SH Lab | 86#4F-EMC test lab | I | 2020-03-14 | 2021-03-13 | SIMT | Closed |  | 无源电压探头
EC3406 |  | Abnormal test room |  |  | SH Lab | 86#3F-Construction test lab (Ⅱ) | III | 2006-08-23 | — | ES JH | Closed |  | 非正常测试房
EC3407 |  | 工频磁场天线 |  |  | SH Lab | 86#4F-EMC test lab | I | 2006-07-01 | — | SIMT | Out of service |  | 工频磁场天线
EC3408 |  | Laser power meter |  | 240186, 240187, 239738 | SH Lab | 86#2F-TCO test lab | I | 2019-05-17 | 2020-05-16 | NIM | Calibrating |  | 激光功率计
EC3409 |  | Digital Power Meter |  | 27E327712 | SH Lab | 86#3F-Heating & motor test lab | I | 2020-05-19 | 2021-05-18 | JSMI | Closed | Transfer from HZ (EH1248) WTViewer Version 5.01 | 数字功率表
EC3409 | 1 | 500-ohm noinductive resistance |  |  | SH Lab | 86#3F-Heating & motor test lab | III | 2007-03-21 | — | ES JH | Closed |  | 500欧姆无感电阻
EC3410 |  | Data Acquisition Unit |  |  | SH Lab | 86#3F-Home appliance test lab | II | 2010-03-23 | — | ES JX | Disposal | Transfer from HZ (EH1121) OPS022V1.02 Agilent BenchLink Data Logger 3版本4.2.00 | 数据采集仪
EC3410 | 1 | Module |  | S010100 | SH Lab | 86#3F-Home appliance test lab | III | 2007-03-23 | — | ES JH | Closed |  | 模块
EC3410 | 2 | Module |  | S010113 | SH Lab | 86#3F-Home appliance test lab | III | 2007-03-23 | — | ES JH | Closed |  | 模块
EC3411 |  | Data Acquisition Unit |  |  | SH Lab | 86#3F-Training equipment test lab | II | 2013-02-02 | — | ES AW | Disposal | Transfer from HZ (EH1118) OPS022V1.02 | 数据采集仪
EC3411 | 1 | Module |  | S010106 | SH Lab | 86#3F-Home appliance test lab | III | 2007-03-23 | — | ES JH | Closed |  | 模块
EC3411 | 2 | Module |  | S010125 | SH Lab | 86#3F-Home appliance test lab | III | 2007-03-23 | — | ES JH | Closed |  | 模块
EC3412 |  | Test probe |  |  | SH Lab | 85#5F-ACCE & LUM test lab | II | 2020-09-26 | 2021-09-25 | EC JZ | Closed |  | 试验探棒
EC3413 |  | Slide-Wire Resistor |  |  | SH Lab | 85#5F-ACCE & LUM test lab | III | 2006-09-05 | — | ES JH | Closed |  | 滑线变阻器
EC3414 |  | Apparatus for impact test |  |  | SH Lab | 86#2F-Construction test lab(Ⅰ) | II | 2020-09-05 | 2021-09-04 | ES AW | Closed | 设备在浦东 | 冲击实验装置
EC3415 |  | Display analysis system |  |  | SH Lab | 86#2F-TCO test lab | III | 2006-09-07 | — | ES JH | Closed | Flat panel display measurements standard version 2.0 | 显示器分析系统
EC3415 | 1 | Controller |  |  | SH Lab | 86#2F-TCO test lab | I | 2020-07-27 | 2021-11-26 | NIM | Closed | SS330 V2.01.93 | Controller
EC3415 | 10 | Light source |  |  | SH Lab | 86#2F-TCO test lab | III | 2006-09-07 | — | ES JH | Closed |  | Light source
EC3415 | 11 | Small light source |  |  | SH Lab | 86#2F-TCO test lab | III | 2006-09-07 | — | ES JH | Closed |  | Small light source
EC3415 | 12 | Alignment fibre |  |  | SH Lab | 86#2F-TCO test lab | III | 2006-09-07 | — | ES JH | Closed |  | Alignment fibre
EC3415 | 13 | Tilt azimuth table |  |  | SH Lab | 86#2F-TCO test lab | III | 2006-09-07 | — | ES JH | Closed |  | Tilt azimuth table
EC3415 | 14 | Z-axis table |  |  | SH Lab | 86#2F-TCO test lab | III | 2006-09-07 | — | ES JH | Closed |  | Z-axis table
EC3415 | 15 | CCD N.D. |  |  | SH Lab | 86#2F-TCO test lab | I | 2020-07-27 | 2021-11-26 | NIM | Closed |  | CCD N.D.
EC3415 | 16 | Spectrometer N.D. |  |  | SH Lab | 86#2F-TCO test lab | I | 2020-07-27 | 2021-11-26 | NIM | Closed |  | Spectrometer N.D.
EC3415 | 17 | Forstrum |  |  | SH Lab | 86#2F-TCO test lab | III | 2006-09-07 | — | ES JH | Closed |  | 平截头体
EC3415 | 18 | Calibration box |  |  | SH Lab | 86#2F-TCO test lab | III | 2006-09-07 | — | ES JH | Closed |  | Calibration box
EC3415 | 19 | Aperture |  |  | SH Lab | 86#2F-TCO test lab | III | 2006-09-07 | — | ES JH | Closed |  | Aperture
EC3415 | 2 | Optical measure moudle |  |  | SH Lab | 86#2F-TCO test lab | I | 2020-07-27 | 2021-11-26 | NIM | Closed |  | Optical measure moudle
EC3415 | 3 | Goniometer |  |  | SH Lab | 86#2F-TCO test lab | I | 2020-07-27 | 2021-11-26 | NIM | Closed |  | Goniometer
EC3415 | 4 | Aux stand |  |  | SH Lab | 86#2F-TCO test lab | III | 2006-09-07 | — | ES JH | Closed |  | Aux stand
EC3415 | 5 | Pattern generator |  |  | SH Lab | 86#2F-TCO test lab | I | 2016-01-29 | — | SIMT | Out of service | 封存.2017.1.20 | Pattern generator
EC3415 | 6 | Spot seeker |  |  | SH Lab | 86#2F-TCO test lab | II | 2020-09-22 | 2021-09-21 | ES AW | Closed |  | Spot seeker
EC3415 | 7 | Reflectance stand |  |  | SH Lab | 86#2F-TCO test lab | I | 2018-11-22 | 2020-11-21 | NIM | Closed |  | Reflectance stand
EC3415 | 8 | Extended light source |  |  | SH Lab | 86#2F-TCO test lab | III | 2006-09-07 | — | ES JH | Closed |  | Extended light source
EC3415 | 9 | Power supply |  |  | SH Lab | 86#2F-TCO test lab | III | 2006-09-07 | — | ES JH | Closed |  | Power supply
EC3416 |  | Steel ball |  |  | SH Lab | 86#1F-Garden tools test lab (Ⅰ) | II | 2020-09-22 | 2021-09-21 | ES AW | Closed |  | 钢球
EC3417 |  | Steel ball |  |  | SH Lab | 86#2F-Construction test lab(Ⅰ) | II | 2014-10-13 | — | ES LLS | Out of service |  | 钢球
EC3418 |  | Tapeline |  |  | SH Lab | 86#2F-Construction test lab(Ⅰ) | III | 2014-11-14 | — | SIMT | Closed | 2015.06.22 | 卷尺
EC3419 |  | Digital Caliper |  | 6041900 | SH Lab | 86#2F-Construction test lab(Ⅰ) | I |  | — | SIMT | Disposal |  | 电子数显卡尺
EC3420 |  | Digital Caliper |  | 6041860 | SH Lab | 86#2F-Construction test lab(Ⅰ) | I | 2008-09-04 | — | SIMT | Disposal |  | 电子数显卡尺
EC3421 |  | Digital Caliper |  | 6041855 | SH Lab | 86#2F-Construction test lab(Ⅰ) | I | 2009-09-03 | — | SIMT | Disposal |  | 电子数显卡尺
EC3422 |  | Surge tester |  | 994 | SH Lab | 86#4F-Multimedia test lab | I | 2014-08-06 | — | SIMT | Disposal | 2015.08.28封存 | 冲击电压试验仪
EC3423 |  | High voltage meter |  |  | SH Lab | 86#4F-Multimedia test lab | I | 2016-09-06 | — | SIMT | Disposal | 封存2017.9.12 | 高压测试仪
EC3424 |  | Pulse sound and vibration analyzer |  |  | SH Lab | 86#2F-Construction test lab(Ⅰ) | III | 2006-09-18 | — | SIMT | Closed | 该套设备均由各子设备组成 | 声学/振动分析仪
EC3424 | 1 | Pulse data acquisition unit |  | 2539120 | SH Lab | 86#2F-Construction test lab(Ⅰ) | I | 2019-11-18 | 2020-11-17 | SIMT | Closed |  | Pulse data acquisition unit
EC3424 | 10 | Microphone Preamplifier |  |  | SH Lab | 86#1F-Tools & machinery test lab | I | 2019-06-25 | 2020-06-24 | SIMT | Calibrating |  | 麦克风前置放大器
EC3424 | 11 | Pulse data acquisition | 4189 | 2877006 | GT | 86#1F-Tools & machinery test lab | I | 2015-06-17 | — | SIMT | Disposal |  | 噪音传感器（麦克风）
EC3424 | 2 | Miniature triaxial piezoelectric IEPE accelerometer(15g) |  | 30006 | SH Lab | 86#2F-Construction test lab(Ⅰ) | I | 2006-10-13 | — | SIMT | Out of service |  | Miniature triaxial piezoelectric IEPE accelerometer(15g)
EC3424 | 3 | Free-field microphone |  | 2543040 | SH Lab | 86#2F-Construction test lab(Ⅰ) | I | 2007-12-28 | — | SIMT | Disposal |  | Free-field microphone
EC3424 | 4 | Sound calibrator |  | 2545700 | SH Lab | 86#2F-Construction test lab(Ⅰ) | I | 2020-01-15 | 2021-01-14 | SIMT | Closed |  | Sound calibrator
EC3424 | 5 | Accelerometer calibrator |  | 2548780 | SH Lab | 86#2F-Construction test lab(Ⅰ) | I | 2019-11-19 | 2020-11-18 | SIMT | Closed |  | Accelerometer calibrator
EC3424 | 6 | Pre-amplifier |  | 22135 | SH Lab | 86#2F-Construction test lab(Ⅰ) | I | 2008-09-24 | — | SIMT | Disposal |  | 前置放大器
EC3424 | 7 | Accelerometer(5g) |  | 52910 | SH Lab | 86#2F-Construction test lab(Ⅰ) | I | 2020-03-10 | 2021-03-09 | JSMI | Closed |  | 加速计
EC3424 | 8 | Micropone |  |  | SH Lab | 86#2F-2F Power distribution room | I | 2011-06-02 | — | SIMT | Disposal |  | 麦克风 话筒
EC3424 | 9 | Acceleration Meter |  |  | SH Lab | 86#2F-2F Power distribution room | I | 2019-11-19 | 2020-11-18 | JSMI | Closed |  | 加速度传感器
EC3425 |  | Aperture stop |  |  | SH Lab | 86#2F-TCO test lab | III | 2006-09-21 | — | ES JH | Closed |  | 可变光阑
EC3426 |  | Digital power meter |  | 91F920512 | SH Lab | 86#4F-Multimedia test lab | I | 2019-11-29 | 2020-11-28 | JSMI | Closed | WTViewer Version 5.01 | 数字功率表
EC3427 |  | Steel ball |  |  | SH Lab | 51#7F-PPT test lab | II | 2020-09-28 | 2021-09-27 | EC JZ | Closed |  | 钢球
EC3428 |  | Programmable AC source |  | 64300600 | SH Lab | 86#2F-TCO test lab | I | 2020-07-10 | 2021-07-09 | SQI | Closed |  | 可编程交流电源
EC3429 | 1 | SE Gauges | SE1 |  | SH Lab | 85#5F-Gauge room | II | 2020-03-21 | 2021-03-20 | EC JZ | Closed |  | SE Gauges
EC3429 | 10 | SE Gauges | SE7 |  | SH Lab | 85#5F-Gauge room | II | 2020-03-21 | 2021-03-20 | EC JZ | Closed |  | SE Gauges
EC3429 | 11 | SE Gauges | SE7 |  | SH Lab | 85#5F-Gauge room | II | 2020-03-21 | 2021-03-20 | EC JZ | Closed |  | SE Gauges
EC3429 | 12 | SE Gauges | SE7 |  | SH Lab | 85#5F-Gauge room | II | 2020-03-21 | 2021-03-20 | EC JZ | Closed |  | SE Gauges
EC3429 | 13 | SE Gauges | SE7 |  | SH Lab | 85#5F-Gauge room | II | 2020-03-21 | 2021-03-20 | EC JZ | Closed |  | SE Gauges
EC3429 | 14 | SE Gauges | SE8 |  | SH Lab | 85#5F-Gauge room | II | 2020-03-21 | 2021-03-20 | EC JZ | Closed |  | SE Gauges
EC3429 | 15 | SE Gauges | SE9 A |  | SH Lab | 85#5F-Gauge room | II | 2020-03-21 | 2021-03-20 | EC JZ | Closed |  | SE Gauges
EC3429 | 16 | SE Gauges | SE9 A |  | SH Lab | 85#5F-Gauge room | II | 2015-03-21 | — | ES HG | Out of service |  | SE Gauges
EC3429 | 17 | SE Gauges | SE9 B |  | SH Lab | 85#5F-Gauge room | II | 2020-03-21 | 2021-03-20 | EC JZ | Closed |  | SE Gauges
EC3429 | 18 | SE Gauges | SE9 B |  | SH Lab | 85#5F-Gauge room | II | 2020-03-21 | 2021-03-20 | EC JZ | Closed |  | SE Gauges
EC3429 | 19 | SE Gauges | SE10 |  | SH Lab | 85#5F-Gauge room | II | 2020-03-21 | 2021-03-20 | EC JZ | Closed |  | SE Gauges
EC3429 | 2 | SE Gauges | SE1 |  | SH Lab | 85#5F-Gauge room | II | 2020-03-21 | 2021-03-20 | EC JZ | Closed |  | SE Gauges
EC3429 | 20 | SE Gauges | SE10 |  | SH Lab | 85#5F-Gauge room | II | 2020-03-21 | 2021-03-20 | EC JZ | Closed |  | SE Gauges
EC3429 | 21 | SE Gauges | SE11 |  | SH Lab | 85#5F-Gauge room | II | 2020-03-21 | 2021-03-20 | EC JZ | Closed |  | SE Gauges
EC3429 | 22 | SE Gauges | SE12 |  | SH Lab | 85#5F-Gauge room | II | 2020-03-21 | 2021-03-20 | EC JZ | Closed |  | SE Gauges
EC3429 | 23 | SE Gauges | SE13 |  | SH Lab | 85#5F-Gauge room | II | 2020-03-21 | 2021-03-20 | EC JZ | Closed |  | SE Gauges
EC3429 | 24 | SE Gauges | SE16 |  | SH Lab | 85#5F-Gauge room | II | 2020-03-21 | 2021-03-20 | EC JZ | Closed |  | SE Gauges
EC3429 | 25 | SE Gauges | SE18 |  | SH Lab | 85#5F-Gauge room | II | 2016-03-21 | — | EC JZ | Can not be found |  | SE Gauges
EC3429 | 26 | SE Gauges | SE19 A |  | SH Lab | 85#5F-Gauge room | II | 2020-03-21 | 2021-03-20 | EC JZ | Closed |  | SE Gauges
EC3429 | 27 | SE Gauges | SE19 A |  | SH Lab | 85#5F-Gauge room | II | 2020-03-21 | 2021-03-20 | EC JZ | Closed |  | SE Gauges
EC3429 | 28 | SE Gauges | SE19 a |  | SH Lab | 85#5F-Gauge room | II | 2020-03-21 | 2021-03-20 | EC JZ | Closed |  | SE Gauges
EC3429 | 29 | SE Gauges | SE21 |  | SH Lab | 85#5F-Gauge room | II | 2020-03-21 | 2021-03-20 | EC JZ | Closed |  | SE Gauges
EC3429 | 3 | SE Gauges | SE2 |  | SH Lab | 85#5F-Gauge room | II | 2015-03-21 | — | ES HG | Out of service |  | SE Gauges
EC3429 | 30 | SE Gauges | SE24 |  | SH Lab | 85#5F-Gauge room | II | 2020-03-21 | 2021-03-20 | EC JZ | Closed |  | SE Gauges
EC3429 | 31 | SE Gauges | SE26 |  | SH Lab | 85#5F-Gauge room | II | 2020-03-21 | 2021-03-20 | EC JZ | Closed |  | SE Gauges
EC3429 | 32 | SE Gauges | SE2 |  | SH Lab | 85#5F-Gauge room | II | 2020-03-21 | 2021-03-20 | EC JZ | Closed |  | SE Gauges
EC3429 | 33 | SE Gauges | SE2 |  | SH Lab | 85#5F-Gauge room | II | 2020-03-21 | 2021-03-20 | EC JZ | Closed |  | SE Gauges
EC3429 | 34 | SE Gauges | SE2 |  | SH Lab | 85#5F-Gauge room | II | 2020-03-21 | 2021-03-20 | EC JZ | Closed |  | SE Gauges
EC3429 | 35 | SE Gauges | SE11 |  | SH Lab | 85#5F-Gauge room | II | 2020-03-21 | 2021-03-20 | EC JZ | Closed |  | SE Gauges
EC3429 | 36 | SE Gauges | SE23 |  | SH Lab | 85#5F-Gauge room | III | 2007-05-18 | — | ES LWF | Closed |  | SE Gauges
EC3429 | 4 | SE Gauges | SE2 |  | SH Lab | 85#5F-Gauge room | II | 2015-03-21 | — | ES HG | Out of service |  | SE Gauges
EC3429 | 5 | SE Gauges | SE2 |  | SH Lab | 85#5F-Gauge room | II | 2020-03-21 | 2021-03-20 | EC JZ | Closed |  | SE Gauges
EC3429 | 6 | SE Gauges | SE3 |  | SH Lab | 85#5F-Gauge room | II | 2020-03-21 | 2021-03-20 | EC JZ | Closed |  | SE Gauges
EC3429 | 7 | SE Gauges | SE4 |  | SH Lab | 85#5F-Gauge room | II | 2020-03-21 | 2021-03-20 | EC JZ | Closed |  | SE Gauges
EC3429 | 8 | SE Gauges | SE6 |  | SH Lab | 85#5F-Gauge room | II | 2020-03-21 | 2021-03-20 | EC JZ | Closed |  | SE Gauges
EC3429 | 9 | SE Gauges | SE6 |  | SH Lab | 85#5F-Gauge room | II | 2020-03-21 | 2021-03-20 | EC JZ | Closed |  | SE Gauges
EC3430 |  | DC Analog Current Meter |  |  | SH Lab | 86#4F-Multimedia test lab | II | 2019-10-20 | 2020-10-19 | EC JK | Closed |  | DC Analog Current Meter
EC3431 |  | Plastic cylinder |  |  | SH Lab | 86#2F-TCO test lab | II | 2020-09-29 | 2021-09-28 | ES AW | Closed |  | Plastic cylinder
EC3432 |  | Plastic cylinder |  |  | SH Lab | 86#2F-TCO test lab | II | 2020-09-29 | 2021-09-28 | ES AW | Closed |  | Plastic cylinder
EC3433 |  | Power supply switch box |  |  | SH Lab | 86#2F-TCO test lab | III | 2006-10-16 | — | ES JH | Closed |  | 电源开关盒
EC3434 |  | Magnetic field meter |  | 102 | SH Lab | 86#2F-TCO test lab | I | 2019-10-11 | 2020-10-10 | NIM | Calibrating |  | 磁场强度计
EC3435 |  | Electric field meter |  | 429 | SH Lab | 86#2F-TCO test lab | I | 2019-05-17 | 2020-08-16 | SCM | Calibrating |  | 电场强度计
EC3435 | 1 | Circular probe |  |  | SH Lab | 86#2F-TCO test lab | I | 2009-01-14 | — | SIMT | Out of service |  | Circular probe
EC3435 | 2 | Square probe |  |  | SH Lab | 86#2F-TCO test lab | I | 2009-01-14 | — | SIMT | Out of service |  | Square probe
EC3435 | 3 | Distance measurement tool |  |  | SH Lab | 86#2F-TCO test lab | III | 2006-10-19 | — | ES JH | Closed |  | Distance measurement tool
EC3435 | 4 | straight steel ruler |  |  | SH Lab | 86#2F-TCO test lab | III | 2015-03-24 | — | SIMT | Closed | 2015.06.22 | 钢直尺
EC3435 | 5 | straight steel ruler |  |  | SH Lab | 86#2F-TCO test lab | III | 2015-03-24 | — | SIMT | Closed | 2015.06.22 | 钢直尺
EC3435 | 6 | straight steel ruler |  |  | SH Lab | 86#2F-TCO test lab | III | 2015-03-24 | — | SIMT | Closed | 2015.06.22 | 钢直尺
EC3435 | 7 | straight steel ruler |  |  | SH Lab | 86#2F-TCO test lab | III | 2015-03-24 | — | SIMT | Closed | 2015.06.22 | 钢直尺
EC3436 |  | Gloss meter |  |  | SH Lab | 86#2F-TCO test lab | I | 2010-07-27 | — | NIM | Disposal |  | 光泽度计
EC3436 | 1 | Gloss standard |  |  | SH Lab | 86#2F-TCO test lab | III | 2008-02-16 | — | ES JH | Closed |  | Gloss standard
EC3437 |  | Steel plate |  |  | SH Lab |  | III | 2006-09-29 | — | ES JH | Closed |  | 刚性长板块
EC3438 |  | Chain-saw brake time tester |  |  | SH Lab | 86#1F-Garden tools test lab (Ⅰ) | II |  | — | ES JH | Disposal |  | Chain-saw brake time tester
EC3439 |  | Right angle ruler |  |  | SH Lab | 86#2F-TCO test lab | II | 2019-11-20 | 2020-11-19 | ES AW | Closed |  | Right angle ruler
EC3440 |  | Stopwatch |  |  | SH Lab | 86#2F-TCO test lab | I | 2019-11-21 | 2020-11-20 | JSMI | Closed |  | 秒表
EC3441 |  | Temperature and Humidity Recorder |  | 609071 | SH Lab | 86#2F-TCO test lab | I | 2019-12-23 | 2020-12-22 | JSMI | Closed |  | 温湿度记录仪
EC3442 |  | Temperature and Humidity Recorder |  | 609120 | SH Lab | 86#2F-TCO test lab | I | 2020-01-06 | 2021-01-05 | JSMI | Closed |  | 温湿度记录仪
EC3443 |  | Lawn mover high speed motor |  | 312 | SH Lab | 86#1F-Washing M/C test lab | III | 2006-10-08 | — | ES JH | Out of service |  | 打草机高速马达
EC3443 | 1 | Electronic tachometer |  | 312 | SH Lab | 86#1F-Washing M/C test lab | I | 2016-12-26 | — | SIMT | Repairing |  | 电子计数式转速表
EC3444 |  | Gauges |  |  | SH Lab | 85#5F-Gauge room | II | 2020-01-04 | 2021-01-03 | ES AW | Closed |  | 量规（57个）
EC3445 |  | Lens |  |  | SH Lab | 86#2F-TCO test lab | III | 2006-08-23 | — | ES JH | Closed |  | 透镜
EC3446 |  | Adjustable capacitor box |  |  | SH Lab | 86#2F-Power supply test lab | III | 2006-10-16 | — | ES JH | Closed |  | 可调电容盒
EC3447 |  | Spring hammer |  |  | SH Lab | 86#1F-Tools & machinery test lab | II | 2020-08-08 | 2020-11-07 | EC JK | Closed |  | 冲击锤
EC3448 |  | Spring hammer |  |  | SH Lab | 86#2F-Construction test lab(Ⅰ) | I | 2020-02-22 | 2021-02-21 | STIEA | Closed |  | 冲击锤
EC3449 |  | Oscilloscope |  | B041652 | SH Lab | 86#1F-Tools & machinery test lab | I | 2019-11-06 | 2020-11-05 | JSMI | Closed |  | 示波器
EC3450 |  | Steel plate |  |  | SH Lab | 85#5F-ACCE & LUM test lab | II | 2019-01-23 | — | EC JZ | Can not be found |  | 测试钢板
EC3451 |  | Digital Micrometer |  | 60789944 | SH Lab | 51#7F-LUM test lab | I | 2019-04-26 | — | JSMI | Disposal |  | Digital Micrometer
EC3452 |  | Leakage current filter |  |  | SH Lab | 86#2F-Power supply test lab | I | 2007-10-18 | — | SIMT | Damaged |  | 泄漏电流测试盒
EC3453 |  | Leakage current filter |  |  | SH Lab | 86#2F-Construction test lab(Ⅰ) | I | 2006-10-20 | 2007-10-19 | SIMT | Calibrating |  | Leakage current filter
EC3454 |  | Leakage current filter |  |  |  |  | I |  | — | SIMT | Disposal | Send to ITS GZ, 2006-12-13 | Leakage current filter
EC3455 |  | Variable Transformer |  |  | SH Lab | 86#4F-EMC test lab | III | 2006-10-23 | — | ES JH | Closed |  | 调压器
EC3456 |  | Variable Transformer |  |  | SH Lab | 86#4F-EMC test lab | III | 2006-10-23 | — | ES JH | Closed |  | 调压器
EC3457 |  | Variable Transformer |  |  | SH Lab | 85#5F-ACCE & LUM test lab | III | 2006-10-23 | — | ES JH | Closed |  | 调压器
EC3458 |  | AC Frequency Converter |  |  | SH Lab | 86#2F-TCO test lab | III | 2006-10-23 | — | ES JH | Closed |  | 变频电源
EC3459 |  | Stopwatch |  |  | SH Lab | 86#2F-Construction test lab(Ⅰ) | I | 2008-10-24 | — | SIMT | Disposal |  | 秒表
EC3460 |  | Magnetic induction tachometer |  |  | SH Lab | 86#2F-Construction test lab(Ⅰ) | I |  | — | JSMI | Disposal |  | 磁感应转速表
EC3461 |  | Torque wrench |  |  | SH Lab | 85#5F-Gauge room | I | 2020-08-12 | 2021-08-11 | JSMI | Closed |  | 扭力扳手
EC3462 |  | Start current measurement apparatus |  |  | SH Lab | 86#2F-Construction test lab(Ⅰ) | III | 2006-10-30 | — | ES JH | Closed |  | 启动电流测试设备
EC3463 |  | Discharge tester for protection impedance |  |  | SH Lab | 86#3F-Home appliance test lab | II | 2020-04-03 | 2021-04-02 | EC JZ | Closed |  | 保护阻抗放电量测试装置
EC3464 |  | Leakage current filter |  |  | SH Lab | 86#2F-Construction test lab(Ⅰ) | III | 2006-10-30 | — | SIMT | Closed |  | 欧标冷态泄漏电流测量仪
EC3465 |  | Leakage current filter |  |  | XM Lab | Xiamen test lab | III | 2006-10-30 | — | ES JH | Closed |  | 潮态漏电流测试盒
EC3466 |  | BS Gauges |  |  | SH ACCE | 85#5F-Gauge room | II | 2019-12-04 | 2020-12-03 | EC JZ | Closed |  | BS 量规
EC3467 |  | Variable Transformer |  |  | SH Lab | 85#5F-ACCE & LUM test lab | III | 2006-11-03 | — | ES JH | Closed |  | 调压器
EC3468 |  | Variable Transformer |  |  | SH Lab | 51#7F-PPT test lab | III | 2006-11-03 | — | ES JH | Closed |  | 调压器
EC3469 |  | Temperature and Humidity Recorder |  | 609127 | SH Lab | 86#1F-Garden tools test lab (Ⅰ) | I | 2018-06-19 | — | JSMI | Disposal |  | 温湿度记录仪
EC3470 |  | Tapeline |  |  | QD | Qindao test lab | III | 2014-12-23 | — | SIMT | Closed |  | 卷尺
EC3471 |  | Digital Caliper |  | 6080870 | QD |  | I | 2020-01-13 | 2021-01-12 | GRGT | Closed |  | 电子数显卡尺
EC3472 | 1 | Gauge |  |  | SH Lab | 86#2F-TCO test lab | II | 2019-11-17 | 2020-11-16 | EC JK | Closed |  | Gauge
EC3472 | 2 | Gauge |  |  | SH Lab | 86#2F-TCO test lab | II | 2019-11-17 | 2020-11-16 | EC JK | Closed |  | Gauge
EC3472 | 3 | Gauge |  |  | SH Lab | 86#2F-TCO test lab | II | 2019-11-17 | 2020-11-16 | EC JK | Closed |  | Gauge
EC3472 | 4 | Gauge |  |  | SH Lab | 86#2F-TCO test lab | II | 2019-11-17 | 2020-11-16 | EC JK | Closed |  | Gauge
EC3472 | 5 | Gauge |  |  | SH Lab | 86#2F-TCO test lab | II | 2019-11-17 | 2020-11-16 | EC JK | Closed |  | Gauge
EC3472 | 6 | Gauge |  |  | SH Lab | 86#2F-TCO test lab | II | 2019-11-17 | 2020-11-16 | EC JK | Closed |  | Gauge
EC3473 |  | Test plug for temperature rise |  |  | SH Lab | 85#5F-ACCE & LUM test lab | II | 2010-08-20 | — | ES LWF | Disposal |  | 温升用插头
EC3474 | 1 | Steel plate |  |  | SH Lab | 86#2F-TCO test lab | III | 2006-11-20 | — | ES JH | Closed |  | Steel plate
EC3474 | 2 | Gauge |  |  | SH Lab | 86#2F-TCO test lab | II | 2019-11-17 | 2020-11-16 | EC JK | Closed |  | Gauge
EC3474 | 3 | Gauge |  |  | SH Lab | 86#2F-TCO test lab | II | 2019-11-17 | 2020-11-16 | EC JK | Closed |  | Gauge
EC3474 | 4 | Gauge |  |  | SH Lab | 86#2F-TCO test lab | II | 2019-11-17 | 2020-11-16 | EC JK | Closed |  | Gauge
EC3475 |  | Dummy load |  |  | SH Lab | 86#2F-TCO test lab | III | 2006-11-20 | — | ES JH | Closed |  | Dummy load
EC3476 |  | Power supply box |  |  | SH Lab | 86#2F-TCO test lab | III | 2006-11-20 | — | ES JH | Closed |  | Power supply box
EC3477 |  | Capillary tube |  |  | SH Lab | 86#3F-Construction test lab (Ⅱ) | III |  | — | ES JH | Closed |  | Capillary tube
EC3478 |  | Gas bottle |  |  | SH Lab | 86#3F-Construction test lab (Ⅱ) | III |  | — | ES JH | Closed |  | 致冷剂灌装容器
EC3479 |  | Stopwatch |  |  | QD | Qindao test lab | I | 2020-01-13 | 2021-01-12 | GRGT | Closed |  | 秒表
EC3480 |  | Temperature and Humidity Recorder |  | 609012 | CN FAC | 86#4F-Calibration room | I | 2014-11-19 | — | SQI | Disposal |  | 温湿度记录仪
EC3481 |  | Temperature and Humidity Recorder |  | 609126 | CN FAC | 86#4F-Calibration room | I | 2020-01-06 | 2021-01-05 | JSMI | Closed |  | 温湿度记录仪
EC3482 |  | Electronic load |  |  | SH Lab | 86#2F-Power supply test lab | I | 2014-09-10 | — | SIMT | Out of service | 封存 | 电子负载
EC3483 |  | Slide-Wire Resistor |  |  | SH Lab | 86#4F-EMC test lab | III | 2006-11-27 | — | ES JH | Closed |  | 滑线变阻器
EC3484 |  | TE test circuit |  |  | SH Lab | 86#4F-EMC test lab | III | 2006-11-27 | — | ES JH | Closed |  | TE测试电路
EC3485 |  | Insulation resistance meter |  | 30759 | QD | Qindao test lab | I | 2020-01-07 | 2021-01-06 | GRGT | Closed |  | 绝缘电阻表
EC3486 |  | Clamp meter | 312 | 92710020 | SH Lab | 86#4F-EMC test lab | I | 2020-01-20 | 2021-01-19 | SIMT | Closed |  | 钳形电表
EC3487 |  | Infrared thermometer | 62 | 6070324 | QD | Qindao test lab | I | 2020-01-16 | 2021-01-15 | GRGT | Closed |  | 红外温度计
EC3488 |  | Torque spanner |  |  | QD | Qindao test lab | I | 2020-01-13 | 2021-01-12 | GRGT | Closed |  | Torque spanner
EC3489 |  | Sealed box |  |  | SH Lab | 85#5F-Battery test lab | III | 2007-04-12 | — | ES JH | Closed |  | 真空箱
EC3489 | 1 | Vacuum meter |  |  | SH Lab | 86#2F-Power supply test lab | I | 2020-06-12 | 2021-06-11 | SIMT | Closed |  | 数字压力计
EC3490 |  | DC Power Calibrator |  | 20061010 | CN FAC | 86#4F-Calibration room | I | 2020-06-04 | 2021-06-03 | SIMT | Closed |  | 直流功率校准仪
EC3491 |  | AC Power Calibrator |  | 20061011 | CN FAC | 86#4F-Calibration room | I | 2016-05-31 | — | SIMT | Out of service |  | 交流功率校准仪
EC3492 |  | Spring hammer |  |  | QD | Qindao test lab | II | 2015-07-18 | — | ES HG | Out of service | 封存 | 冲击锤
EC3493 |  | Endurance & life tester |  |  | SH Lab | 86#1F-Endurance test lab | III | 2015-07-23 | — | ES JH | Closed |  | 电机空载耐久测试系统
EC3493 | 1 | Power meter |  |  | SH Lab | 86#1F-Endurance test lab | II | 2019-10-31 | 2020-10-30 | EC JK | Closed |  | Power meter
EC3493 | 2 | Power meter |  |  | SH Lab | 86#1F-Endurance test lab | II | 2019-10-31 | 2020-10-30 | EC JK | Closed |  | Power meter
EC3493 | 3 | Power meter |  |  | SH Lab | 86#1F-Endurance test lab | II | 2019-10-31 | 2020-10-30 | EC JK | Closed |  | Power meter
EC3493 | 4 | Power meter |  |  | SH Lab | 86#1F-Endurance test lab | II | 2019-10-31 | 2020-10-30 | EC JK | Closed |  | Power meter
EC3493 | 5 | Power meter |  |  | SH Lab | 86#1F-Endurance test lab | II | 2019-10-31 | 2020-10-30 | EC JK | Closed |  | Power meter
EC3493 | 6 | Power meter |  |  | SH Lab | 86#1F-Endurance test lab | II | 2019-10-31 | 2020-10-30 | EC JK | Closed |  | Power meter
EC3494 |  | EMF Stage |  |  | SH Lab | 86#2F-TCO test lab | III | 2006-12-05 | — | ES JH | Closed |  | EMF Stage
EC3495 |  | Test plug for temperature rise |  |  | SH Lab | 85#5F-ACCE & LUM test lab | II | 2009-12-11 | — | ES LWF | Disposal |  | 温升用插头
EC3496 |  | Steel ball |  |  | SH Lab | 86#1F-Tools & machinery test lab | II | 2019-12-13 | 2020-12-12 | EC JK | Closed |  | 钢球
EC3497 |  | Push-pull scale |  |  | QD | Qindao test lab | I | 2020-01-13 | 2021-01-12 | JSMI | Closed |  | 推拉力计
EC3498 |  | Test probe PA100A |  |  | QD | Qindao test lab | II | 2020-01-10 | 2021-01-09 | EC JZ | Closed |  | 试验探棒
EC3499 |  | Steel plate with fixture |  |  | SH Lab | 86#4F-EMC test lab | III | 2006-07-06 | — | ES JH | Closed | Transfer from HZ (EH1371) | 钢板及支架
EC3500 |  | AC Frequency Converter |  |  | HA | Hangzhou test lab | III | 2006-12-21 | — | ES JH | Closed | 该设备目前在杭州英华公司联系人：徐建中0571-28997846 | 变频电源
EC3501 |  | Pendulum |  |  | SH Lab | 86#1F-Environment test lab | II | 2020-01-10 | 2021-01-09 | ES AW | Closed |  | 摆锤
EC3502 |  | Steel pan |  |  | SH Lab | 86#3F-Construction test lab (Ⅱ) | III | 2006-12-28 | — | ES LWF | Closed |  | 钢板
EC3503 |  | Steel pan |  |  | SH Lab | 86#3F-Construction test lab (Ⅱ) | III | 2006-12-25 | — | ES LWF | Closed |  | 钢板
EC3504 |  | Power quality analyzer |  |  | SH Lab | 86#1F-Garden tools test lab (Ⅰ) | I | 2020-05-06 | 2021-05-05 | SIMT | Closed | 80i-110s 电流钳不用，单用i400s电流钳。 | 功率质量分析仪
EC3504 | 1 | AC/DC Current probe |  |  | SH Lab | 86#2F-Construction test lab(Ⅰ) | III | 2007-01-08 | — | ES JH | Closed |  | 交直流电流探头
EC3505 |  | Ambient temperature barrel for test corner |  |  | QD |  | III | 2006-12-26 | — | ES JH | Closed |  | 试验角用环境温度测试用小桶
EC3506 |  | Clamp meter | 337 |  | QD | Qindao test lab | I | 2020-01-07 | 2021-01-06 | GRGT | Closed |  | 钳形表
EC3507 |  | Multimeter | 187 | 89200500 | QD | Qindao test lab | II | 2020-09-05 | 2021-09-04 | EC JZ | Closed |  | 万用表
EC3508 |  | Data Acquisition Unit |  |  | QD | Qindao test lab | II | 2018-02-15 | — | ES AW | Disposal | Agilent BenchLink Data Logger 3版本4.2.00 | 数据采集仪
EC3508 | 1 | Module for Data Acquisition |  |  | QD |  | III | 2006-12-27 | — | ES JH | Closed |  | 数据采集仪模块
EC3508 | 2 | Module for Data Acquisition |  |  | QD |  | III | 2006-12-27 | — | ES JH | Closed |  | 数据采集仪模块
EC3509 |  | Oscilloscope |  |  | QD | Qindao test lab | I | 2015-09-01 | — | CEPREI | Disposal |  | 示波器
EC3509 | 1 | AC Current probe |  |  | QD |  | III | 2006-12-27 | — | SIMT | Closed |  | 电流探头
EC3510 |  | Digital Milliohm Meter |  |  | QD | Qindao test lab | I | 2020-01-17 | 2021-01-16 | JSMI | Closed |  | 数字毫欧表
EC3511 |  | Leakage Current Filter |  |  | QD | Qindao test lab | I | 2018-02-07 | — | GRGT | Disposal |  | 泄漏电流测试盒
EC3512 |  | Electronic inclinometer |  |  | QD | Qindao test lab | I | 2020-01-15 | 2021-01-14 | JSMI | Closed |  | 电子水平角度仪
EC3513 |  | HVAC/R Chamber controller |  |  | SH Lab | 86#3F-Home appliance test lab | I | 2017-02-03 | — | SIMT | Cancel | Transfer to HZ | HVAC/R Chamber controller
EC3513 | 1 | Data acquisition unit |  | 9046009 | SH Lab | Hangzhou test lab | I | 2020-05-06 | 2021-05-05 | SIMT | Closed | Transfer to HZ | Data acquisition unit
EC3513 | 10 | L-Ruler |  | 58632 | SH Lab | 86#3F-Cooking & HVAC test lab | II | 2018-04-25 | — | ES AW | Can not be found | 封存 2019.4.22 | 直角尺
EC3513 | 11 | Ruler |  |  | SH Lab | 86#3F-Cooking & HVAC test lab | III | 2017-04-25 | — | ES AW | Closed | Transfer to HZ | 直尺
EC3513 | 12 | Ruler |  |  | SH Lab | 86#3F-Cooking & HVAC test lab | III | 2017-04-25 | — | ES HG | Closed | Transfer to HZ | 直尺
EC3513 | 13 | Wide Block Square |  |  | SH Lab | 86#3F-Cooking & HVAC test lab | II | 2018-04-25 | — | ES AW | Out of service | 封存2019.4.22 | 三角尺
EC3513 | 14 | T-Ruler |  |  | SH Lab | 86#3F-Cooking & HVAC test lab | II | 2018-04-25 | — | ES AW | Out of service | 封存2019.4.22 | 丁字尺
EC3513 | 15 | L-Ruler |  |  | SH Lab | 86#3F-Cooking & HVAC test lab | II | 2018-04-25 | — | ES AW | Out of service | 封存2019.4.22 | 三角尺
EC3513 | 2 | Digital power meter |  | 91FC23874 | SH Lab | Hangzhou test lab | I | 2016-02-15 | — | SIMT | Out of service | Transfer to HZ | Digital power meter
EC3513 | 3 | PID Controller |  |  | SH Lab | Hangzhou test lab | III | 2006-12-29 | — | ES JH | Closed | Transfer to HZ | PID Controller
EC3513 | 4 | PID Controller |  |  | SH Lab | Hangzhou test lab | III | 2006-12-29 | — | ES JH | Closed | Transfer to HZ | PID Controller
EC3513 | 5 | PID Controller |  |  | SH Lab | Hangzhou test lab | III | 2006-12-29 | — | ES JH | Closed | Transfer to HZ | PID Controller
EC3513 | 6 | PID Controller |  |  | SH Lab | Hangzhou test lab | III | 2006-12-29 | — | ES JH | Closed | Transfer to HZ | PID Controller
EC3513 | 7 | Digital caliper |  | 7020380 | SH Lab | 86#3F-Cooking & HVAC test lab | I | 2007-05-31 | — | SIMT | Out of service | Transfer to HZ | 游标卡尺
EC3513 | 8 | Tapeline |  |  | SH Lab | 86#3F-Cooking & HVAC test lab | I | 2011-04-20 | — | SIMT | Out of service | Transfer to HZ | 卷尺
EC3513 | 9 | Tapeline |  |  | SH Lab | 86#3F-Cooking & HVAC test lab | III | 2015-05-22 | — | SIMT | Closed | Transfer to HZ | 卷尺
EC3514 | 1 | Steel ball |  |  | QD | Qindao test lab | II | 2020-01-10 | 2021-01-09 | EC JK | Closed |  | 钢球
EC3514 | 2 | Steel ball |  |  | QD | Qindao test lab | II | 2020-01-10 | 2021-01-09 | EC JK | Closed |  | 钢球
EC3514 | 3 | Steel ball |  |  | QD | Qindao test lab | II | 2015-01-10 | — | ES CZ | Damaged |  | 钢球
EC3514 | 4 | Steel ball |  |  | QD | Qindao test lab | II | 2015-01-10 | — | ES CZ | Damaged |  | 钢球
EC3514 | 5 | Steel ball |  |  | QD | Qindao test lab | II | 2020-01-10 | 2021-01-09 | EC JK | Closed |  | 钢球
EC3514 | 6 | Steel ball |  |  | QD | Qindao test lab | II | 2020-01-10 | 2021-01-09 | EC JK | Closed |  | 钢球
EC3515 |  | Oscilloscope |  | C011559 | SH Lab | 86#4F-EMC test lab | I | 2020-03-17 | 2021-03-16 | JSMI | Closed |  | 示波器
EC3515 | 1 | Voltage probe |  |  | SH Lab | 86#4F-EMC test lab | III | 2007-01-10 | — | ES JH | Closed |  | 电压探头
EC3515 | 2 | Voltage probe |  |  | SH Lab | 86#4F-EMC test lab | III | 2007-01-10 | — | ES JH | Closed |  | 电压探头
EC3515 | 3 | Voltage probe |  |  | SH Lab | 86#4F-EMC test lab | III | 2007-01-10 | — | ES JH | Closed |  | 电压探头
EC3515 | 4 | Voltage probe |  |  | SH Lab | 86#4F-EMC test lab | III | 2007-01-10 | — | ES JH | Closed |  | 电压探头
EC3515 | 5 | Voltage probe |  |  | SH Lab | 86#4F-EMC test lab | III | 2007-01-10 | — | ES JH | Closed |  | 电压探头
EC3515 | 6 | Voltage probe |  |  | SH Lab | 86#4F-EMC test lab | III | 2007-01-10 | — | ES JH | Closed |  | 电压探头
EC3516 |  | Leakage Current Filter |  |  | SH Lab | 86#4F-Multimedia test lab | I |  | — | SIMT | Disposal | To customer | 泄漏电流测试盒
EC3517 |  | Test probe |  |  | QD | Qindao test lab | II | 2020-01-20 | 2021-01-19 | EC JK | Closed |  | 试验探棒
EC3518 |  | Test probe |  |  | QD | Qindao test lab | II | 2020-01-20 | 2021-01-19 | EC JK | Closed |  | 试验探棒
EC3519 |  | Test probe |  |  | QD | Qindao test lab | II | 2020-01-20 | 2021-01-19 | EC JK | Closed |  | 试验探棒
EC3520 |  | Test probe |  |  | QD | Qindao test lab | II | 2020-01-20 | 2021-01-19 | EC JK | Closed |  | 试验探棒
EC3521 |  | Test probe |  |  | QD | Qindao test lab | II | 2020-01-20 | 2021-01-19 | EC JK | Closed |  | 试验探棒
EC3522 |  | Test probe |  |  | QD | Qindao test lab | II | 2020-01-20 | 2021-01-19 | EC JK | Closed |  | 试验探棒
EC3523 |  | Test probe |  |  | QD | Qindao test lab | II | 2020-01-20 | 2021-01-19 | EC JK | Closed |  | 试验探棒
EC3524 |  | Test probe |  |  | QD | Qindao test lab | II | 2020-02-15 | 2021-02-14 | EC JZ | Closed |  | 试验探棒
EC3525 |  | Test probe |  |  | QD | Qindao test lab | II | 2020-01-20 | 2021-01-19 | EC JK | Closed |  | 试验探棒
EC3526 |  | Test probe |  |  | XM Lab | Xiamen test lab | II | 2010-01-20 | — | ES LWF | Disposal |  | 试验探棒
EC3527 |  | Thermocouple soldering device |  |  | QD | Qindao test lab | III | 2007-01-24 | — | ES JH | Closed |  | Thermocouple soldering device
EC3528 |  | Starting current testing network |  |  | QD | Qindao test lab | III | 2007-01-24 | — | ES JH | Closed |  | Starting current testing network
EC3529 |  | Leakage current meter |  |  | QD | Qindao test lab | I | 2020-01-07 | 2021-01-06 | GRGT | Closed |  | Leakage current meter
EC3530 |  | Switch box |  |  | QD | Qindao test lab | III | 2016-01-04 | — | ES JH | Closed |  | Switch box
EC3531 |  | Leakage current testing network |  |  | QD | Qindao test lab | III | 2007-01-24 | — | ES JH | Closed |  | Leakage current testing network
EC3532 |  | Residual voltage testing network |  |  | QD | Qindao test lab | II | 2012-01-24 | — | ES AW | Out of service |  | Residual voltage testing network
EC3533 |  | Multi-product calibrator |  | 9305009 | CN FAC | 86#4F-Calibration room | I | 2019-11-02 | 2020-11-01 | SIMT | Closed |  | 多功能校准源
EC3534 | 1 | Clamping unit |  |  | SH Lab | 85#5F-ACCE & LUM test lab | III | 2008-01-28 | — | ES LWF | Closed |  | Clamping unit
EC3534 | 2 | Clamping unit |  |  | SH Lab | 85#5F-ACCE & LUM test lab | III | 2008-01-28 | — | ES LWF | Closed |  | Clamping unit
EC3535 |  | Medium or fine natural human hair attached wooden rod |  |  | SH Lab | 86#3F-Construction test lab (Ⅱ) | III |  | — | ES JH | Closed |  | Medium or fine natural human hair attached wooden rod
EC3536 |  | Felt |  |  | SH Lab | 86#3F-Home appliance test lab | III | 2007-01-30 | — | ES JH | Closed |  | Felt
EC3537 |  | Stopwatch | SJ9-2II | NA | CN FAC | 86#4F-Calibration room | I | 2020-03-06 | 2021-03-05 | JSMI | Closed |  | 秒表
EC3538 |  | Test fingernail |  |  | QD | Qindao test lab | II | 2020-08-23 | 2021-08-22 | EC JZ | Closed |  | 试验指甲
EC3539 |  | Test fingernail |  |  | XM Lab | Xiamen test lab | II | 2020-01-29 | 2021-01-28 | EC JZ | Closed |  | 试验指甲
EC3540 |  | Milliohm meter |  | 61225362 | SH Lab | 86#1F-General test lab | I | 2020-07-22 | 2021-07-21 | JSMI | Closed |  | 毫欧计
EC3541 |  | Leakage current meter |  |  | XM Lab | Xiamen test lab | I | 2020-03-24 | 2021-03-23 | XRCTT | Closed |  | Leakage current meter
EC3542 |  | The measuring apparatus for PT brake-time |  |  | SH Lab | 86#1F-Tools & machinery test lab | III | 2011-06-07 | — | ES JH | Closed |  | 电动工具制动时间测量设备
EC3543 |  | Steel tube tester for rasentrimmer |  |  | SH Lab | 86#1F-Garden tools test lab (Ⅰ) | II | 2020-03-28 | 2021-03-27 | EC JK | Closed |  | 割灌机钢管试验仪
EC3544 |  | Gas bottle |  |  | SH Lab | 86#3F-Construction test lab (Ⅱ) | III | 2007-02-01 | — | ES JH | Closed |  | 致冷剂灌装容器
EC3545 |  | Test probe |  |  | CIXI | CIXI test lab | II | 2020-03-05 | 2021-03-04 | EC JZ | Closed |  | 试验棒
EC3546 |  | Contacts panel |  |  | SH Lab | 86#2F-Power supply test lab | III | 2008-02-25 | — | ES JH | Closed |  | 刮擦板
EC3547 |  | Electrode endurance test equipment |  | 07WK001、D07-009 | SH Lab | 86#1F-Garden tools test lab (Ⅰ) | III | 2007-03-08 | — | ES JH | Closed |  | 电机堵转耐久测试装置
EC3547 | 1 | temperature controller | wk-2 | 07WK001 | SH Lab | 86#1F-Tools & machinery test lab | II | 2020-04-17 | 2021-04-16 | ES AW | Closed |  | 温控仪
EC3548 |  | Electrode burning test equipment |  |  | SH Lab | 86#1F-Garden tools test lab (Ⅰ) | III | 2007-03-08 | — | ES JH | Closed |  | 二类电机转子堵转烧坏测试装置
EC3548 | 2 | Digital ACr meter | 8780 | 870609295 | SH Lab | 86#1F-Tools & machinery test lab | I | 2020-06-19 | 2021-06-18 | JSMI | Closed |  | 电参数仪
EC3549 | 1 | Module for Data Acquisition |  |  | SH Lab | 86#1F-Garden tools test lab (Ⅰ) | III | 2007-03-09 | — | ES JH | Closed |  | 数据采集仪模块
EC3549 | 2 | Module for Data Acquisition |  |  | SH Lab | 86#1F-Garden tools test lab (Ⅰ) | III | 2007-03-09 | — | ES JH | Closed |  | 数据采集仪模块
EC3549 | 3 | Module for Data Acquisition |  |  | SH Lab | 86#1F-Garden tools test lab (Ⅰ) | III | 2007-03-09 | — | ES JH | Closed |  | 数据采集仪模块
EC3549 | 4 | Module for Data Acquisition |  |  | SH Lab | 86#1F-Garden tools test lab (Ⅰ) | III | 2007-03-09 | — | ES JH | Closed |  | 数据采集仪模块
EC3549 | 5 | Module for Data Acquisition |  |  | SH Lab | 86#1F-Garden tools test lab (Ⅰ) | III | 2007-03-09 | — | ES JH | Closed |  | 数据采集仪模块
EC3549 | 6 | Module for Data Acquisition |  |  | SH Lab | 86#1F-Garden tools test lab (Ⅰ) | III | 2007-03-09 | — | ES JH | Closed |  | 数据采集仪模块
EC3549 | 7 | Module for Data Acquisition |  |  | SH Lab | 86#1F-Garden tools test lab (Ⅰ) | III | 2007-03-09 | — | ES JH | Closed |  | 数据采集仪模块
EC3549 | 8 | Module for Data Acquisition |  |  | SH Lab | 86#1F-Garden tools test lab (Ⅰ) | III | 2007-03-09 | — | ES JH | Closed |  | 数据采集仪模块
EC3550 | 1 | Steel ball |  |  | SH Lab | 86#3F-Construction test lab (Ⅱ) | II | 2012-03-19 | — | ES LWF | Out of service |  | 钢球
EC3550 | 2 | Steel ball |  |  | SH Lab | 86#3F-Construction test lab (Ⅱ) | II | 2012-03-19 | — | ES LWF | Out of service |  | 钢球
EC3551 |  | 修枝剪重心-后手柄握持力矩测试 |  |  | SH Lab | 86#2F-Construction test lab(Ⅰ) | II | 2019-01-23 | — | EC JZ | Cancel |  | 修枝剪重心-后手柄握持力矩测试
EC3552 |  | Steel ball |  |  | YY Eng | CIXI test lab | II | 2020-04-06 | 2021-04-05 | ES AW | Closed |  | 钢球
EC3553 |  | Digital power meter |  | 91G239950 | QD | Qindao test lab | I | 2020-01-16 | 2021-01-15 | JSMI | Closed | WTViewer Version 5.01 | 数字功率表
EC3554 |  | 链锯量规 |  |  | SH Lab | 86#2F-Construction test lab(Ⅰ) | III | 2007-03-26 | — | ES JH | Closed |  | 链锯量规
EC3555 |  | Multi test signal generator |  | 3000024952 | SH Lab | 86#4F-EMC test lab | I | 2020-07-03 | 2021-07-02 | MFG | Closed |  | 信号发生器
EC3556 |  | 修枝剪欧标测量量规 |  |  | SH Lab | 86#2F-Construction test lab(Ⅰ) | III | 2007-04-09 | — | ES JH | Closed |  | 修枝剪欧标测量量规
EC3557 |  | Power splitter |  | 100327 | SH Lab | 86#4F-EMC Shielding room | I | 2013-05-10 | — | SIMT | Disposal |  | 功分器
EC3557 | 1 | Matching pad |  | 100844 | SH Lab | 86#4F-EMC Shielding room | I | 2007-05-22 | — | SIMT | Out of service |  | Matching pad
EC3557 | 2 | Matching pad |  | 100843 | SH Lab | 86#4F-EMC Shielding room | I | 2009-05-20 | — | SIMT | Out of service |  | Matching pad
EC3558 |  | Artifical mains network |  | 100011 | SH Lab | 86#4F-EMC Shielding room | I | 2020-06-11 | 2021-06-10 | CEPREI | Closed |  | 人工电源网络
EC3559 |  | Probe for bare live part |  |  | SH Lab | 86#3F-Home appliance test lab | II | 2020-05-11 | 2021-05-10 | EC JZ | Closed |  | Probe for bare live part
EC3560 |  | Probe for moving part |  |  | SH Lab | 86#3F-Home appliance test lab | II | 2020-05-11 | 2021-05-10 | EC JZ | Closed |  | Probe for moving part
EC3561 |  | DC Power supply |  |  | SH Lab | 86#4F-EMC test lab | III | 2007-05-14 | — | ES JH | Disposal |  | 直流电源
EC3562 | 1 | Gauge |  |  | SH Lab | 85#5F-Gauge room | II | 2020-08-08 | 2021-08-07 | EC JZ | Closed |  | 量规
EC3562 | 10 | Gauge |  |  | SH Lab | 85#5F-Gauge room | II | 2020-08-08 | 2021-08-07 | EC JZ | Closed |  | 量规
EC3562 | 11 | Gauge |  |  | SH Lab | 85#5F-Gauge room | II | 2020-08-08 | 2021-08-07 | EC JZ | Closed |  | 量规
EC3562 | 12 | Gauge |  |  | SH Lab | 85#5F-Gauge room | II | 2020-08-08 | 2021-08-07 | EC JZ | Closed |  | 量规
EC3562 | 13 | Gauge |  |  | SH Lab | 85#5F-Gauge room | II | 2020-08-08 | 2021-08-07 | EC JZ | Closed |  | 量规
EC3562 | 14 | Gauge |  |  | SH Lab | 85#5F-Gauge room | II | 2020-08-08 | 2021-08-07 | EC JZ | Closed |  | 量规
EC3562 | 15 | Gauge |  |  | SH Lab | 85#5F-Gauge room | II | 2020-08-08 | 2021-08-07 | EC JZ | Closed |  | 量规
EC3562 | 16 | Gauge |  |  | SH Lab | 85#5F-Gauge room | II | 2020-08-08 | 2021-08-07 | EC JZ | Closed |  | 量规
EC3562 | 17 | Gauge |  |  | SH Lab | 85#5F-Gauge room | II | 2020-08-08 | 2021-08-07 | EC JZ | Closed |  | 量规
EC3562 | 18 | Gauge |  |  | SH Lab | 85#5F-Gauge room | II | 2020-08-08 | 2021-08-07 | EC JZ | Closed |  | 量规
EC3562 | 2 | Gauge |  |  | SH Lab | 85#5F-Gauge room | II | 2011-08-08 | — | ES LWF | Damaged |  | 量规
EC3562 | 3 | Gauge |  |  | SH Lab | 85#5F-Gauge room | II | 2011-08-08 | — | ES LWF | Damaged |  | 量规
EC3562 | 4 | Gauge |  |  | SH Lab | 85#5F-Gauge room | II | 2011-08-08 | — | ES LWF | Damaged |  | 量规
EC3562 | 5 | Gauge |  |  | SH Lab | 85#5F-Gauge room | II | 2011-08-08 | — | ES LWF | Damaged |  | 量规
EC3562 | 6 | Gauge |  |  | SH Lab | 85#5F-Gauge room | II | 2020-08-08 | 2021-08-07 | EC JZ | Closed |  | 量规
EC3562 | 7 | Gauge |  |  | SH Lab | 85#5F-Gauge room | II | 2020-08-08 | 2021-08-07 | EC JZ | Closed |  | 量规
EC3562 | 8 | Gauge |  |  | SH Lab | 85#5F-Gauge room | II | 2020-08-08 | 2021-08-07 | EC JZ | Closed |  | 量规
EC3562 | 9 | Gauge |  |  | SH Lab | 85#5F-Gauge room | II | 2020-08-08 | 2021-08-07 | EC JZ | Closed |  | 量规
EC3563 |  | 毛发棒 |  |  | SH Lab | 86#3F-Home appliance test lab | III | 2007-04-23 | — | ES JH | Closed |  | 毛发棒
EC3564 |  | Antenna |  | 66633 | SH Lab | 86#4F-EMC test lab | I | 2012-08-23 | — | SIMT | Out of service | 封存 | 双锥天线
EC3565 |  | Test protector for circular saws |  |  | PT | 86#1F-Garden tools test lab (Ⅰ) | III | 2007-07-16 | — | ES JH | Repairing |  | 电圆锯防护罩耐久测试装置
EC3566 |  | Test spring back protector for circular saws |  |  | SH Lab | 86#1F-Garden tools test lab (Ⅰ) | I | 2020-07-10 | 2021-07-09 | SETRI | Closed |  | 电圆锯防护罩回弹时间测试装置
EC3567 |  | 3P Variable Transformer |  |  | SH Lab | 86#2F-Power supply test lab | III | 2007-02-28 | — | ES JH | Closed |  | 三相调压器
EC3568 |  | Air powered nail gun endurance tester |  |  | SH Lab | 51#7F-PPT test lab | III | 2007-08-24 | — | ES JH | Disposal |  | 气钉枪耐久测试装置
EC3569 |  | Test probe 1 of UL1647 |  |  | QD | Qindao test lab | II | 2019-01-23 | — | EC JZ | Can not be found |  | 试验探棒
EC3570 |  | Test probe 2 of UL1647 |  |  | QD | Qindao test lab | II | 2019-01-23 | — | EC JZ | Can not be found |  | 试验探棒
EC3571 |  | Test apparatus for projectile test |  |  | SH Lab | 86#1F-Material test lab | II |  | — |  | Disposal |  | 电池燃烧试验装置
EC3572 |  | 链锯水负载 |  |  | SH Lab | 86#1F-Tools & machinery test lab | III | 2008-03-23 | — | ES JH | Closed |  | 链锯水负载
EC3573 |  | 综合强度测试装置 |  |  | SH Lab | 86#3F-Home appliance test lab | III | 2009-08-08 | — | ES JH | Closed |  | 综合强度测试装置
EC3574 |  | Handle Strength Test for Slow Cookers |  |  | SH Lab | 86#3F-Home appliance test lab | II | 2020-08-08 | 2021-08-07 | ES AW | Closed |  | 慢炖锅手柄强度测试装置
EC3575 |  | 空压机测试用软件 |  |  | SH Lab | 86#1F-Water-proof test lab | III | 2008-03-10 | — | ES JH | Out of service |  | 空压机测试用软件
EC3576 |  | 堵转支架 |  |  | SH Lab | 86#1F-Environment test lab | III |  | — | ES JH | Closed |  | 堵转支架
EC3577 |  | 堵转支架 |  |  | SH Lab | 86#1F-Environment test lab | III |  | — | ES JH | Closed |  | 堵转支架
EC3578 |  | torque sraw | FTD50CN2-S | 417012Y | SH Lab | 86#3F-Heating & motor test lab | I | 2020-03-04 | 2021-03-03 | JSMI | Closed |  | 扭力螺丝刀
EC3579 |  | Human body test mass |  |  | SH Lab | 51#7F-CM test lab | III | 2008-09-14 | — | ES JX | Disposal |  | 人体模型
EC3580 |  | CCD摄像头 | DH-HV1303um |  | SH Lab | 86#2F-TCO test lab | III | 2008-10-14 | — | ES JH | Closed |  | CCD camera
EC3581 |  | glue painter |  |  | SH Lab | Shibei PV lab | III | 2009-03-26 | — | ES JH | Closed |  | 涂抹胶水装置
EC3582 | 1 | steel piece |  |  | SH Lab | Shibei PV lab | III | 2009-03-26 | — | ES JH | Closed |  | 超薄不锈钢片
EC3582 | 2 | steel piece |  |  | SH Lab | Shibei PV lab | III | 2009-03-26 | — | ES JH | Closed |  | 超薄不锈钢片
EC3590 |  | Protestjectile test |  |  | SH Lab | 86#2F-2F Power distribution room | III | 2008-06-18 | — | ES JH | Disposal |  | 电池燃烧装置
EC3591 |  | 空压机耐久测试装置 |  |  | SH Lab | 86#1F-Tools & machinery test lab | III | 2009-01-31 | — | ES JH | Closed | PO1762 | 空压机耐久测试装置
EC3591 | 1 | CT | BH-0.66 | NA | SH Lab | 86#1F-Tools & machinery test lab | III | 2008-09-01 | — | ES JH | Closed | NA | 电流互感器
EC3591 | 2 | ac I meter | DB4-AA | 200704062051 | SH Lab | 51#7F-PPT test lab | II | 2020-09-01 | 2021-08-31 | EC JK | Closed | NA | 交流电流表
EC3591 | 3 | ac V meter | DS3-8AV | 20008056656 | SH Lab | 51#7F-PPT test lab | II | 2020-09-01 | 2021-08-31 | EC JK | Closed | NA | 交流电压表
EC3591 | 4 | persure meter | BSG-1 | 80822 | SH Lab | 86#1F-Tools & machinery test lab | I | 2020-04-13 | 2021-04-12 | JSMI | Closed | NA | 压力变送器
EC3591 | 5 | persure meter | BSG-1 | 80821 | SH Lab | 86#1F-Washing M/C test lab | I | 2020-04-13 | 2021-04-12 | JSMI | Closed | NA | 压力变送器
EC3600 |  | variable transformer |  |  | SH Lab | 85#5F-ACCE & LUM test lab | III | 2007-03-09 | — | ES JH | Out of service |  | 调压器
EC3601 |  | particle board |  |  | SH Lab | 86#2F-Construction test lab(Ⅰ) | III | 2007-04-12 | — | ES JH | Closed |  | 刨花板
EC3602 |  | Switch box for leakage current filter |  |  | XM Lab | Xiamen test lab | III | 2007-03-22 | — | ES JH | Closed | 依照HA实验室的同样设备,配合美标漏电流测试仪使用 | 泄露电流用开关盒
EC3603 |  | probe |  |  | SH Lab | 51#7F-LUM test lab | II | 2020-07-15 | 2021-07-14 | ES AW | Closed |  | GX53量规
EC3604 |  | water pressure test apparatus |  |  | XM Lab | Xiamen test lab | III | 2007-09-23 | — | ES JH | Closed | 参考上海HA实验室设备 | 水压测试设备
EC3605 |  | Torque Wrench |  | 70360 | XM Lab | Xiamen test lab | I | 2020-03-10 | 2021-03-09 | XRCTT | Closed |  | 扭力扳手
EC3606 |  | Torque Wrench |  | 70361 | XM Lab | Xiamen test lab | I | 2020-03-10 | 2021-03-09 | XRCTT | Closed |  | 扭力扳手
EC3607 |  | test torque screwdriver |  | 70378 | XM Lab | Xiamen test lab | I | 2009-03-25 | — | XRCTT | Disposal | 到设定值会打滑 | 扭矩螺丝刀
EC3608 |  | nonmetal screws |  |  | SH Lab | 86#3F-Heating & motor test lab | III | 2007-03-26 | — | ES JH | Closed |  | 配备四个2英寸非金属螺丝的100mm*100mm铜电极
EC3609 |  | Variable Transformer |  |  | SH Lab | 86#2F-Power supply test lab | III | 2007-04-11 | — | ES JH | Disposal |  | 调压器
EC3610 |  | impact hammer |  |  | XM Lab | Xiamen test lab | II | 2015-07-12 | — | ES HG | Out of service |  | 冲击锤
EC3611 |  | impact hammer |  |  | XM Lab | Xiamen test lab | II | 2015-07-12 | — | ES HG | Out of service |  | 冲击锤
EC3612 |  | test torque screwdriver |  | 70379 | XM Lab | Xiamen test lab | I | 2020-03-10 | 2021-03-09 | XRCTT | Closed | 到设定值会打滑 | 扭矩螺丝刀
EC3613 |  | Neoprene probe |  |  | SH Lab | 86#3F-Training equipment test lab | III | 2007-04-13 | — | ES JH | Closed |  | 橡胶棒
EC3614 |  | Metallic Stick |  |  | SH Lab | 86#4F-Calibration room | II | 2020-04-24 | 2021-04-23 | EC JZ | Closed |  | 塑料/金属棒
EC3615 |  | hardened steel pin |  |  | XM Lab | Xiamen test lab | II | 2020-01-27 | 2021-01-26 | EC JZ | Closed |  | 钢质试验指
EC3616 |  | Pressure meter |  | 200703000 | XM Lab | Xiamen test lab | I | 2020-03-10 | 2021-03-09 | XRCTT | Closed |  | 压力表
EC3617 |  | Pressure Meter |  | 704203 | SH Lab | 86#1F-Endurance test lab | I | 2011-06-02 | — | SIMT | Damaged |  | 压力表
EC3618 |  | Pressure Meter |  | 200704000 | XM Lab | Xiamen test lab | I | 2020-03-10 | 2021-03-09 | XRCTT | Closed |  | 压力表
EC3619 |  | unpolished carbon steel washers |  |  | SH Lab | 86#1F-Tools & machinery test lab | III |  | — | ES JH | Closed |  | 未抛光碳钢垫片
EC3620 |  | AC/DC Digital Power Meter |  | 870608000 | SH Lab | 86#2F-Power supply test lab | II | 2020-05-08 | 2021-05-07 | EC JK | Closed | Range: 3~300V 0~40A | 数字交直流功率表
EC3621 |  | Test Panel |  |  | SH Lab | 86#3F-3F Power distribution room | III | 2007-05-10 | — | ES JH | Closed |  | 试验架
EC3622 |  | Cast iron disc |  |  | SH Lab | 86#3F-Home appliance test lab | II | 2020-06-05 | 2021-06-04 | EC JK | Closed |  | 铁盘
EC3623 |  | Iron plate |  |  | SH Lab | 86#3F-Home appliance test lab | II | 2020-06-05 | 2021-06-04 | EC JK | Closed |  | 铁盘
EC3624 |  | hydraulic pressure pump |  |  | XM Lab | Xiamen test lab | III | 2007-05-10 | — | ES JH | Closed |  | 试验水泵
EC3624 | 1 | pressure Meter | 0～100MPa | OQ0140184 | XM Lab | Xiamen test lab | I | 2009-05-07 | — | SIMT | Disposal |  | 压力表
EC3625 |  | Portable temperature recorder |  |  | SH Lab | 86#1F-Tools & machinery test lab | II | 2010-05-24 | — | ES JX | Disposal |  | 便携式温度记录仪
EC3626 |  | Portable temperature recorder |  |  | SH Lab | 86#1F-Tools & machinery test lab | II | 2010-05-24 | — | ES JX | Disposal |  | 便携式温度记录仪
EC3627 |  | konica minolta |  | 37621048 ,57611103 | SH Lab | 85#5F-ACCE & LUM test lab | I | 2007-06-03 | — | SIMT | Disposal | 参照附件说明 | 美能达T-10照度计
EC3628 |  | Cut susceptibility test |  |  | SH Lab | Shibei PV lab | I | 2019-10-08 | 2020-10-07 | SETRI | Calibrating |  | 防割性试验
EC3629 |  | Data acquisition/switch unit |  |  | SH Lab | 86#2F-Power supply test lab | II | 2020-07-05 | 2021-07-04 | ES AW | Closed | Agilent BenchLink Data Logger 3版本4.2.00 | 数据采集仪
EC3629 | 1 | module for data acquisition |  |  | SH Lab | 86#2F-Power supply test lab | III | 2009-05-29 | — | ES JH | Closed |  | 模板
EC3629 | 2 | module for data acquisition |  |  | SH Lab | 86#2F-Power supply test lab | III | 2009-05-29 | — | ES JH | Closed |  | 模板
EC3630 |  | Digital power meter |  | 91G445167 | SH Lab | 86#4F-Multimedia test lab | I | 2019-07-10 | 2020-07-09 | JSMI | Calibrating | WTViewer Version 5.01 | 数字功率表
EC3631 |  | Treadmill Load |  |  | XM Lab | Xiamen test lab | III | 2007-05-30 | — | ES JH | Closed |  | 跑步机负载
EC3632 |  | apparatus for massage strap test |  |  | XM Lab | Xiamen test lab | II | 2020-06-16 | 2021-06-15 | EC JZ | Closed | 由厦门供货商提供 | 按摩带测试设备
EC3633 |  | prevent exploded device for patteries |  |  | SH Lab | 86#1F-Material test lab | III | 2007-06-06 | — | ES JH | Disposal |  | 电池防爆箱及排气罩
EC3634 |  | Fibre and thread embedding roller |  |  | SH Lab | 51#7F-PPT test lab | III | 2007-06-01 | — | ES JH | Closed |  | 纤维压制导轨
EC3635 |  | Dust embedding roller |  |  | SH Lab | 51#7F-PPT test lab | III | 2007-06-01 | — | ES JH | Closed |  | 灰尘压制导轨
EC3636 | 1 | test cap |  |  | XM Lab | Xiamen test lab | II | 2020-06-18 | 2021-06-17 | EC JZ | Closed |  | 模拟灯头
EC3636 | 2 | test cap |  |  | XM Lab | Xiamen test lab | II | 2020-06-18 | 2021-06-17 | EC JZ | Closed |  | 模拟灯头
EC3636 | 3 | test cap |  |  | XM Lab | Xiamen test lab | II | 2020-06-18 | 2021-06-17 | EC JZ | Closed |  | 模拟灯头
EC3637 |  | steel plate |  |  | IW | 86#1F-Small Wind Turbine Lab | III | 2007-06-06 | — | ES LWF | Closed |  | 钢板
EC3637 |  | steel plate |  |  | SH Lab | 86#1F-Tools & machinery test lab | III | 2007-05-30 | — | ES LWF | PL accepted, archiving files |  | 钢板
EC3638 |  | micrometer |  | 9066 | XM Lab | Xiamen test lab | I | 2020-03-06 | 2021-03-05 | XRCTT | Closed |  | 千分尺
EC3639 | 1 | neoprene pad |  |  | SH Lab | 86#1F-Tools & machinery test lab | III | 2004-01-01 | — | JSMI | Closed | 原来购买的橡胶垫硬度不能满足要求,重新购买 | 氯丁橡胶垫
EC3639 | 2 | neoprene pad |  |  | SH Lab | 86#1F-Tools & machinery test lab | III | 2004-01-01 | — | JSMI | Closed |  | 氯丁橡胶垫
EC3639 | 3 | neoprene pad |  |  | SH Lab | 86#1F-Tools & machinery test lab | III | 2004-01-01 | — | JSMI | Closed |  | 氯丁橡胶垫
EC3639 | 5 | neoprene pad |  |  | SH Lab | 86#2F-Construction test lab(Ⅰ) | III |  | — | ES JH | Closed |  | 氯丁橡胶垫
EC3640 | 4 | neoprene pad |  |  | SH Lab | 86#2F-Construction test lab(Ⅰ) | III |  | — | JSMI | Closed |  | 氯丁橡胶垫
EC3641 |  | Stop plate for blender |  |  | XM Lab | Xiamen test lab | II | 2020-06-15 | 2021-06-14 | ES AW | Closed | 用于搅拌机刀片安全测试 | 带档板试验指
EC3642 |  | shelf |  |  | SH Lab | 86#4F-Multimedia test lab | III | 2007-07-07 | — |  | Cancel | 3F | 货架
EC3643 |  | Digital Micrometer |  | 34753 | CN FAC | 86#4F-Calibration room | I | 2020-07-02 | 2021-07-01 | JSMI | Closed |  | 千分尺
EC3644 |  | steel plate |  |  | SH Lab | 86#1F-Tools & machinery test lab | III | 2013-11-25 | — | ES LWF | Closed |  | 钢板
EC3645 |  | DC Power Source |  |  | SH Lab | 86#4F-EMC Shielding room | III | 2007-06-27 | — | ES JH | Closed |  | 直流稳压稳流电源
EC3646 |  | Data Acquisition Unit |  |  | SH Lab | 86#3F-Heating & motor test lab | II | 2020-06-22 | 2021-06-21 | ES AW | Closed | Agilent BenchLink Data Logger 3版本4.2.00 | 数据采集仪
EC3647 |  | Training equipmentest room t |  |  | SH Lab | 86#3F-Home appliance test lab | III | 2013-11-25 | — | ES LWF | Closed |  | Training equipment test room 增加气源
EC3648 |  | Push-pull scale |  | 181419 | XM Lab | Xiamen test lab | I | 2020-03-10 | 2021-03-09 | XRCTT | Closed |  | 推拉力计
EC3649 |  | Temperature and Humidity Recorder |  | 703190 | SH Lab | 86#1F-Material test lab | I | 2015-10-28 | — | JSMI | Disposal |  | 温湿度记录仪
EC3650 |  | Temperature and Humidity Recorder |  | 704140 | SH Lab | 86#1F-Garden tools test lab (Ⅰ) | I | 2017-10-25 | — | JSMI | Out of service |  | 温湿度记录仪
EC3651 |  | ruler |  |  | SH Lab | 86#2F-TCO test lab | II | 2020-07-09 | 2021-07-08 | EC JZ | Closed | 刚性材料 | 100mm长度量规,70mm长度量规,7mm直径量规,3.5mm直径量规
EC3652 |  | Drop tester |  |  | XM Lab | Xiamen test lab | III | 2007-07-13 | — | ES JH | Closed |  | 跌落测试台
EC3653 |  | Impact hammer |  |  | XM Lab | Xiamen test lab | II | 2015-04-18 | — | ES HG | Disposal |  | 冲击锤
EC3654 |  | Wooden Block |  |  | XM Lab | Xiamen test lab | II | 2017-06-16 | — | EC JZ | Disposal |  | 木架
EC3655 |  | solid steel ball |  |  | SH Lab | 51#7F-LUM test lab | II | 2020-07-09 | 2021-07-08 | EC JZ | Closed |  | 实心钢球
EC3656 |  | Angle Meter |  |  | XM Lab | Xiamen test lab | I | 2020-01-07 | 2021-01-06 | CEPREI | Closed |  | 角度仪
EC3657 |  | Test plug |  |  | XM Lab | Xiamen test lab | II | 2020-06-10 | 2021-06-09 | EC JZ | Closed |  | 测试插头
EC3658 |  | Spring Hammer |  |  | SH Lab | 86#3F-Construction test lab (Ⅱ) | II | 2020-08-08 | 2020-11-07 | EC JK | Closed |  | 冲击锤
EC3659 |  | Temperature and humidity recorder |  | 705032 | SH Lab | 86#3F-Cooking & HVAC test lab | I | 2017-08-17 | — | JSMI | Out of service | (2018.08.16封存) | 环境温度湿度监测仪
EC3660 |  | Temperature and humidity recorder |  | 705026 | SH Lab | 86#3F-Construction test lab (Ⅱ) | I | 2017-08-17 | — | JSMI | Out of service | (2018.08.16封存) | 环境温度湿度监测仪
EC3661 |  | Temperature and humidity recorder |  | 705124 | SH Lab | 86#3F-Heating & motor test lab | I | 2017-08-17 | — | JSMI | Out of service | (2018.08.16封存) | 环境温度湿度监测仪
EC3662 |  | Temperature and humidity recorder |  | 705037 | SH Lab | 86#3F-Training equipment test lab | I | 2017-08-17 | — | JSMI | Out of service | (2018.08.16封存) | 环境温度湿度监测仪
EC3663 |  | Fixture for Thermocouple |  |  | SH Lab | 86#2F-Power supply test lab | III | 2007-07-25 | — | ES LWF | Closed |  | 热电偶支架
EC3663 | 1 | Fixture for Thermocouple |  |  | SH Lab | 86#2F-2F Power distribution room | III | 2007-07-25 | — | ES LWF | Closed |  | 热电偶支架
EC3664 | 1 | Glass test shelves |  |  | XM Lab | Xiamen test lab | III | 2007-08-10 | — | ES JH | Closed |  | 玻璃片
EC3664 | 2 | Glass test shelves |  |  | XM Lab | Xiamen test lab | III | 2007-08-10 | — | ES JH | Closed |  | 玻璃片
EC3664 | 3 | Glass test shelves |  |  | XM Lab | Xiamen test lab | III | 2007-08-10 | — | ES JH | Closed |  | 玻璃片
EC3664 | 4 | Glass test shelves |  |  | XM Lab | Xiamen test lab | III | 2007-08-10 | — | ES JH | Closed |  | 玻璃片
EC3664 | 5 | Glass test shelves |  |  | XM Lab | Xiamen test lab | III | 2007-08-10 | — | ES JH | Closed |  | 玻璃片
EC3665 |  | Test rod |  |  | XM Lab | Xiamen test lab | II | 2018-08-23 | — | EC JZ | Disposal |  | 测试棒
EC3666 |  | Test rod |  |  | XM Lab | Xiamen test lab | II | 2020-08-23 | 2021-08-22 | EC JZ | Closed |  | 测试棒
EC3667 |  | Pressure Meter |  |  | SH Lab | 86#3F-Cooking & HVAC test lab | I | 2020-04-29 | 2021-04-28 | JSMI | Closed |  | Pressure Meter
EC3668 |  | bend test |  |  | SH Lab | 86#2F-Garden tools test lab (Ⅱ) | III | 2007-11-12 | — | ES JH | Closed |  | 刀片强度测试
EC3669 |  | presssure regulating control switch stamina |  |  | SH Lab | 86#1F-Washing M/C test lab | III | 2008-09-23 | — | ES JH | Repairing |  | 空压机开关耐久实验仪
EC3670 |  | pull push scale |  | 207990 | SH Lab | 86#1F-Garden tools test lab (Ⅰ) | I | 2018-09-04 | — | JSMI | Disposal |  | 推拉力计
EC3671 |  | pull scale |  | 191803 | SH Lab | 86#1F-Tools & machinery test lab | I | 2020-08-18 | 2021-08-17 | JSMI | Closed |  | 拉力计
EC3672 |  | Vacuum manometer | YEJ-101 | 39326 | SH Lab | 86#1F-Environment test lab | I | 2009-04-29 | — | SIMT | Disposal |  | 真空压力表
EC3673 |  | Asymmetric pulse test circuit |  |  | XM Lab | Xiamen test lab | II | 2020-01-10 | 2021-01-09 | EC JZ | Closed |  | 非对称脉冲测试电路
EC3674 |  | DXL-2 |  |  | SH Lab | 86#2F-Power supply test lab | III | 2007-09-14 | — | ES JH | Closed |  | 电池误用检验箱
EC3675 |  | Test for capacitor discharge |  |  | XM Lab | Xiamen test lab | II | 2020-06-16 | 2021-06-15 | ES AW | Closed | 参照家电组设备 | 插头残余电压测试装置
EC3676 |  | AC digital current meter |  | 7030062 | SH Lab | 86#1F-Tools & machinery test lab | I | 2018-08-28 | — | JSMI | Disposal |  | 泄漏电流测试仪
EC3677 |  | Open filament test circuit |  |  | XM Lab | Xiamen test lab | III | 2007-09-13 | — | ES JH | Closed |  | 开放式灯丝测试电路
EC3678 |  | Tumbling barrel test equipment |  |  | XM Lab | Xiamen test lab | II | 2020-06-16 | 2021-06-15 | EC JZ | Closed |  | 滚筒试验机
EC3679 |  | AC frequency converter |  |  | XM Lab | Xiamen test lab | III | 2007-09-16 | — | ES JH | Closed | 建议用AFC-30K,并要提供现场安装 | 艾普斯电源
EC3680 |  | icing test |  |  | SH Lab | 85#5F-ACCE & LUM test lab | III |  | — | ES JH | Closed |  | 冰冻测试设备
EC3681 |  | Surge tester |  |  | XM Lab | Xiamen test lab | I | 2019-06-16 | 2020-06-15 | XRCTT | Closed |  | 浪涌发生器
EC3682 |  | Audio Amplifiers: Signal generator(sinus) |  |  | XM Lab | Xiamen test lab | I | 2019-09-09 | 2020-09-08 | GRGT | Calibrating |  | 音频信号发生器
EC3683 |  | Steel ball |  |  | SH Lab | 51#7F-PPT test lab | II | 2020-09-23 | 2021-09-22 | ES AW | Closed |  | 钢球
EC3684 |  | icing test |  |  | SH Lab | 85#5F-ACCE & LUM test lab | III | 2008-09-23 | — | ES JH | Closed |  | 冰冻测试设备
EC3685 |  | Data Acquisition Unit |  |  | HA | 86#3F-Home appliance test lab | II | 2020-09-27 | 2021-09-26 | ES AW | Closed | Agilent BenchLink Data Logger 3版本4.2.00 | 数据采集仪
EC3686 |  | Data Acquisition/Switch Unit |  |  | XM Lab | Xiamen test lab | II | 2020-09-27 | 2021-09-26 | ES AW | Closed | T & R DATALOGGER1.4.000512 | 数据采集仪
EC3686 | 1 | Module for data acquisition/switch unit |  |  | XM Lab | Xiamen test lab | III |  | — | ES JH | Closed |  | 数据采集仪测试板
EC3686 | 2 | Module for data acquisition/switch unit |  |  | XM Lab | Xiamen test lab | III |  | — | ES JH | Closed |  | 数据采集仪测试板
EC3686 | 3 | Module for data acquisition/switch unit |  |  | XM Lab | Xiamen test lab | III |  | — | ES JH | Closed |  | 数据采集仪测试板
EC3687 |  | Tachometer |  |  | SH Lab | 86#1F-Garden tools test lab (Ⅰ) | I | 2020-05-20 | 2021-05-19 | JSMI | Closed |  | 磁感应转速表
EC3688 |  | Bowl |  |  | SH Lab | 86#3F-Heating & motor test lab | III | 2007-10-09 | — | ES LWF | Closed |  | 碗
EC3689 |  | apparatus for flexing test & weight for cord bending |  |  | XM Lab | Xiamen test lab | II | 2020-06-16 | 2021-06-15 | ES AW | Closed |  | 软线摇摆装置及负重
EC3690 |  | Angle meter |  |  | SH Lab | 86#1F-Tools & machinery test lab | I | 2019-11-12 | 2020-11-11 | JSMI | Closed |  | 角度仪
EC3691 |  | Climate Test Chamber |  |  | XM Lab | Xiamen test lab | I | 2020-07-02 | 2021-07-01 | LISAI | Closed | 选用ESPEC SETH-Z-061 | 恒温恒湿箱
EC3692 |  | Test apparatus |  |  | XM Lab | Xiamen test lab | II | 2014-12-21 | — | ES LLS | Disposal |  | 测试指
EC3693 |  | Splash test apparatus |  |  | SH Lab | 86#1F-Garden tools test lab (Ⅰ) | II | 2019-12-25 | 2020-12-24 | ES AW | Closed |  | 防溅水测试台
EC3694 |  | Temperature and humidity recorder |  | 706002 | XM Lab | Xiamen test lab | I | 2020-07-11 | 2021-07-10 | LISAI | Closed |  | 温湿度记录仪
EC3695 |  | Temperature and humidity recorder |  | 707097 | XM Lab | Xiamen test lab | I | 2020-07-11 | 2021-07-10 | LISAI | Closed |  | 温湿度记录仪
EC3696 |  | Temperature and humidity recorder |  | 707114 | XM Lab | Xiamen test lab | I | 2020-03-06 | 2021-03-05 | XRCTT | Closed |  | 温湿度记录仪
EC3697 |  | Harmonic analysis module |  |  | SH Lab | 86#2F-2F Power distribution room | III | 2007-09-14 | — | SIMT | Closed | 同EC3358一起计量, | 諧波分析模块
EC3699 | 1 | gauges for standard BS 1363 fig35 |  |  | SH Lab | 85#5F-Gauge room | II | 2019-11-09 | 2020-11-08 | ES AW | Closed |  | gauges
EC3699 | 2 | gauges for standard BS 1363 fig35 |  |  | SH Lab | 85#5F-Gauge room | II | 2019-11-09 | 2020-11-08 | ES AW | Closed |  | gauges
EC3699 | 3 | gauges for standard BS 1363 fig35 |  |  | SH Lab | 85#5F-Gauge room | II | 2019-11-09 | 2020-11-08 | ES AW | Closed |  | gauges
EC3700 | 1 | gauges for standard BS 1363 fig38 |  |  | SH Lab | 85#5F-Gauge room | II | 2019-11-09 | 2020-11-08 | ES AW | Closed |  | gauges
EC3700 | 2 | gauges for standard BS 1363 fig38 |  |  | SH Lab | 85#5F-Gauge room | II | 2019-11-09 | 2020-11-08 | ES AW | Closed |  | gauges
EC3701 |  | gauges for standard BS 1363 fig2a |  |  | SH Lab | 85#5F-Gauge room | II | 2019-11-09 | 2020-11-08 | ES AW | Closed |  | gauges
EC3702 |  | gauges for standard BS 1363 fig8 |  |  | SH Lab | 85#5F-Gauge room | II | 2019-11-09 | 2020-11-08 | ES AW | Closed |  | gauges
EC3703 | 1 | gauges for standard BS 1363 fig19 |  |  | SH ACCE | 85#5F-Gauge room | II | 2019-11-09 | 2020-11-08 | ES AW | Closed |  | gauges
EC3703 | 2 | gauges for standard BS 1363 fig19 |  |  | SH ACCE | 85#5F-Gauge room | II | 2019-11-09 | 2020-11-08 | ES AW | Closed |  | gauges
EC3704 |  | gauges for standard BS 1363 fig33 |  |  | SH Lab | 85#5F-ACCE & LUM test lab | III | 2007-11-09 | — | ES LWF | Closed |  | gauges
EC3705 |  | gauges for standard BS 1363 fig34 |  |  | SH ACCE | 85#5F-Gauge room | II | 2019-11-09 | 2020-11-08 | ES AW | Closed |  | gauges
EC3706 |  | Taber Abraser and No. CS-10, CS-17 standardized abrasion test wheel |  |  | SH Lab | 86#3F-Home appliance test lab | I | 2007-10-12 | — |  | Disposal | 编号同EC3726重叠，以EC3726为准 | Taber磨耗机和CS-10, CS-17标准测试磨轮
EC3707 |  | DME-20 |  | 6625 | SH Lab | 86#2F-Power supply test lab | I | 2011-11-07 | — | SIMT | Damaged |  | DME-20型电池仪
EC3708 |  | Test box for leakage current Fig.4 |  |  | XM Lab | Xiamen test lab | I | 2016-10-17 | — | SIMT | Disposal |  | 泄漏电流测试盒
EC3709 |  | vibration tester |  |  | SH Lab | 86#1F-Luminary life test lab | I | 2011-11-18 | — | SIMT | Disposal |  | 震动试验台
EC3710 |  | Steel disk |  |  | SH Lab | 86#3F-Construction test lab (Ⅱ) | II | 2019-12-02 | 2020-12-01 | EC JZ | Closed |  | Steel disk
EC3711 |  | Variable voltage transformer |  |  | XM Lab | Xiamen test lab | III |  | — | XMMI | Closed | 厦门购买 | 调压器
EC3712 |  | Digital Caliper |  |  | XM Lab | Xiamen test lab | I | 2020-07-07 | 2021-07-06 | LISAI | Closed | 厦门购买 | 数显卡尺
EC3713 |  | Digital scale |  |  | XM Lab | Xiamen test lab | I | 2020-06-15 | 2021-06-14 | LISAI | Closed |  | 电子秤
EC3714 |  | Isolating Transformer |  |  | XM Lab | Xiamen test lab | III |  | — | XMMI | Closed | 厦门购买 | 隔离变压器
EC3715 |  | Variable Voltage Transformer |  |  | XM Lab | Xiamen test lab | III |  | — | XMMI | Closed | 厦门购买 | 调压器
EC3716 |  | Calibration Apparatus for Chain Saw break time Measurement Device |  |  | CN FAC | 86#4F-Facility fixing room | III | 2007-11-26 | — | ES JH | Closed |  | 计量装置用于链锯刹车时间测量设备
EC3717 |  | Pink noise generator |  |  | SH Lab | 86#4F-Multimedia test lab | I | 2020-06-09 | 2021-06-08 | JSMI | Closed |  | 粉红噪声发生器
EC3718 |  | Induction hotplate |  |  | SH Lab | 86#3F-Home appliance test lab | II | 2020-01-20 | 2021-01-19 | EC JK | Closed |  | Induction hotplate
EC3719 |  | Induction hotplate |  |  | SH Lab | 86#3F-Home appliance test lab | II | 2019-11-30 | 2020-11-29 | EC JK | Closed |  | Induction hotplate
EC3720 |  | thickness Guage |  |  | SH Lab | 86#1F-Tools & machinery test lab | II | 2019-11-30 | 2020-11-29 | EC JK | Closed | 精度按CB scheme要求 | 厚度塞尺
EC3721 |  | Radii Guage |  |  | SH Lab | 86#1F-Tools & machinery test lab | II | 2019-11-30 | 2020-11-29 | ES AW | Closed | 最好为英吋规(关键点为1/4in,1/8in), 如果只有公制规,关键点为3mm,6mm | 半径规
EC3722 |  | draught-proof enclosure |  |  | XM Lab | Xiamen test lab | III | 2007-12-20 | — | ES JH | Closed | 建议用浙大三色,预计8000元 | 防风罩
EC3723 |  | Steel disk |  |  | SH Lab | 86#3F-Home appliance test lab | II | 2007-12-18 | — | ES LWF | Disposal | 编号重叠同EC3710 | Steel disk
EC3724 |  | air-condition |  |  | SH Lab | 85#5F-Gauge room | III | 2007-11-07 | — | ES JH | Closed |  | 量规室空调调换
EC3725 |  | test probe |  |  | SH Lab | 86#1F-Tools & machinery test lab | II | 2019-12-06 | 2020-12-05 | EC JK | Closed |  | 圆触指
EC3726 |  | Taber Abraser and No. CS-10, CS-17 standardized abrasion test wheel |  |  | SH Lab | 86#1F-Tools & machinery test lab | II | 2020-02-27 | 2021-02-26 | EC JZ | Closed |  | Taber磨耗机和CS-10, CS-17标准测试磨轮
EC3727 |  | compress device for BS 1363 plug or socket |  |  | SH Lab | 85#5F-Gauge room | II | 2019-12-10 | 2020-12-09 | EC JK | Closed |  | 压缩装置
EC3728 |  | Plastic cylindrical |  |  | SH Lab | 86#3F-Cooking & HVAC test lab | III | 2007-12-10 | — | ES JH | Closed |  | Plastic cylindrical
EC3729 |  | Variable voltage transformer |  |  | XM Lab | Xiamen test lab | III | 2007-12-10 | — | ES JH | Disposal | 厦门购买 | 调压器
EC3730 |  | Leakage Current Filter |  |  | SH Lab | 86#2F-MD test lab | I | 2020-07-28 | 2021-07-27 | SIMT | Closed |  | 泄漏电流测试盒
EC3731 |  | planer over speed tester |  | S-01-020 | SH Lab | 86#1F-Endurance test lab | III | 2007-12-05 | — | ES JH | Closed | 用于电刨机械装置测试 | 电刨超速测试
EC3731 | 1 | TACHOMETER |  |  | SH Lab | 86#1F-Endurance test lab | I | 2020-06-04 | 2021-06-03 | STIEA | Closed | 用于电刨机械装置测试 | 转速表
EC3732 |  | A glass type mercury reference thermometer |  | 1995-06-01 | SH Lab | 86#2F-Construction test lab(Ⅰ) | I | 2010-01-25 | — | SIMT | Disposal |  | 水银标准温度计
EC3733 |  | A glass type mercury reference thermometer |  |  | SH Lab | 86#2F-Construction test lab(Ⅰ) | I | 2008-01-03 | — | SIMT | Damaged |  | 水银标准温度计
EC3734 |  | Test Corner |  |  | XM Lab | Xiamen test lab | III | 2007-12-20 | — | ES JH | Closed |  | 试验测试角
EC3735 |  | Test Corner |  |  | XM Lab | Xiamen test lab | III | 2007-12-20 | — | ES JH | Closed |  | 试验测试角
EC3736 |  | Test Corner |  |  | XM Lab | Xiamen test lab | III | 2007-12-21 | — | ES JH | Closed |  | 试验测试角
EC3737 |  | Electronic Load (For battery test) |  |  | SH Lab | 86#2F-Performance test lab | I | 2016-08-02 | — | JSMI | Out of service | Can be mounting on shelf(可以固定在实验台上，做成三层台架)，封存； | 电子负载（电池测试用）
EC3738 |  | Electronic Load (For battery test) |  |  | SH Lab | 86#2F-Performance test lab | I | 2016-08-02 | — | JSMI | Out of service | Can be mounting on shelf(可以固定在实验台上，做成三层台架)，封存； | 电子负载（电池测试用）
EC3739 |  | Electronic load (For battery test) |  |  | SH Lab | 51#7F-PPT test lab | II | 2017-10-09 | — | ES CZ | Out of service | Can be mounting on shelf(可以固定在实验台上，做成三层台架)，封存2018.11.08 | 电子负载 (电池测试用)
EC3740 |  | Thermal endurance tester |  |  | SH Lab | 86#1F-General test lab | III | 2007-12-25 | — | ES JH | Closed | ACCE 申请购买的 | 温控器耐久试验器
EC3741 |  | Needle flame test apparatus |  |  | XM Lab | Xiamen test lab | II | 2020-06-16 | 2021-06-15 | ES AW | Closed |  | 针焰测试仪
EC3741 | 1 | Needle flame test apparatus |  |  | XM Lab | Xiamen test lab | I | 2020-04-15 | 2021-04-14 | JSMI | Closed |  | 针焰测试仪-----温控器
EC3742 | 1 | gauge |  |  | SH Lab | 85#5F-Gauge room | II | 2020-09-26 | 2021-09-25 | EC JK | Closed |  | 量规figD1
EC3742 | 2 | gauge |  |  | SH Lab | 85#5F-Gauge room | II | 2020-09-26 | 2021-09-25 | EC JK | Closed |  | 量规figD1
EC3742 | 3 | gauge |  |  | SH Lab | 85#5F-Gauge room | II | 2020-09-26 | 2021-09-25 | EC JK | Closed |  | 量规figD1
EC3743 | 1 | gauge |  |  | SH Lab | 85#5F-Gauge room | II | 2020-09-26 | 2021-09-25 | EC JK | Closed |  | 量规fig G1
EC3743 | 2 | gauge |  |  | SH Lab | 85#5F-Gauge room | II | 2020-09-26 | 2021-09-25 | EC JK | Closed |  | 量规fig G1
EC3744 | 1 | gauge |  |  | SH Lab | 85#5F-Gauge room | II | 2011-09-26 | — | ES LWF | Disposal |  | 量规fig A1
EC3744 | 2 | gauge |  |  | SH Lab | 85#5F-Gauge room | II | 2011-09-26 | — | ES LWF | Disposal |  | 量规fig A1
EC3744 | 3 | gauge |  |  | SH Lab | 85#5F-Gauge room | II | 2011-09-26 | — | ES LWF | Disposal |  | 量规fig A1
EC3745 |  | gauge |  |  | SH Lab | 85#5F-Gauge room | II | 2020-09-26 | 2021-09-25 | EC JK | Closed |  | 量规fig B1
EC3746 | 1 | gauge |  |  | SH Lab | 85#5F-Gauge room | II | 2020-09-26 | 2021-09-25 | EC JK | Closed |  | 量规fig C1
EC3746 | 2 | gauge |  |  | SH Lab | 85#5F-Gauge room | II | 2020-09-26 | 2021-09-25 | EC JK | Closed |  | 量规fig C1
EC3746 | 3 | gauge |  |  | SH Lab | 85#5F-Gauge room | II | 2020-09-26 | 2021-09-25 | EC JK | Closed |  | 量规fig C1
EC3747 |  | gauge |  |  | SH Lab | 85#5F-Gauge room | II | 2020-09-26 | 2021-09-25 | EC JK | Closed |  | 量规3.6
EC3748 |  | gauge |  |  | SH Lab | 85#5F-Gauge room | II | 2020-09-26 | 2021-09-25 | EC JK | Closed |  | 量规
EC3749 |  | gauge |  |  | SH Lab | 85#5F-Gauge room | II | 2020-09-26 | 2021-09-25 | EC JK | Closed |  | 量规
EC3750 |  | gauge |  |  | SH Lab | 85#5F-Gauge room | II | 2020-06-03 | 2021-06-02 | ES AW | Closed |  | 量规
EC3751 | 1 | gauge |  |  | SH Lab | 85#5F-Gauge room | II | 2011-09-26 | — | ES LWF | Disposal |  | figF1
EC3751 | 2 | gauge |  |  | SH Lab | 85#5F-Gauge room | II | 2011-09-26 | — | ES LWF | Disposal |  | figF1
EC3752 |  | Sieve |  |  | SH Lab | 86#3F-Construction test lab (Ⅱ) | III | 2008-01-08 | — | ES JH | Closed | Refer to attached page. | 筛子
EC3753 |  | Sieve |  |  | SH Lab | 86#3F-Construction test lab (Ⅱ) | III | 2009-01-09 | — | ES LWF | Closed | Refer to attached page. | 筛子
EC3754 |  | Telecom impedance stabilization network |  | 20509 | SH Lab | 86#4F-EMI Shielding room | I | 2020-02-12 | 2021-02-11 | SIMT | Closed |  | 阻抗稳定网络
EC3755 |  | Telecom impedance stabilization network |  | 20510 | SH Lab | 86#4F-EMI Shielding room | I | 2020-02-12 | 2021-02-11 | SIMT | Closed |  | 阻抗稳定网络
EC3756 |  | Telecom impedance stabilization network |  | 20511 | SH Lab | 86#4F-EMI Shielding room | I | 2020-02-12 | 2021-02-11 | SIMT | Closed |  | 阻抗稳定网络
EC3757 |  | AC Digital Power Meter | AN8720P | 787120022 | SH Lab | 86#3F-Heating & motor test lab | I | 2020-06-11 | 2021-06-10 | JSMI | Closed |  | 积分功率表
EC3758 |  | micrometer |  | C76351 | CN FAC | 86#4F-Calibration room | I | 2020-01-19 | 2021-01-18 | SIMT | Closed |  | 数显千分尺
EC3759 |  | Shore durometer |  | 80016665 | SH Lab | 85#5F-ACCE & LUM test lab | I | 2019-05-07 | — | JSMI | Disposal |  | 邵氏硬度计
EC3760 |  | FIG.4 |  |  | SH Lab | 86#1F-Tools & machinery test lab | I | 2020-03-20 | 2021-03-19 | SIMT | Closed |  | 泄露电流用模拟阻抗盒（figure4）
EC3761 |  | Electronic tachometer | SZG-441C | 711075 | QD | Qindao test lab | I | 2020-01-15 | 2021-01-14 | JSMI | Closed | 测量工具转速 | 转速计
EC3762 |  | 供水压力调节系统 | 3DSY-360/3.5 |  | SH Lab | 86#3F-Home appliance test lab | III | 2008-01-18 | — | ES JX | Closed |  | 供水压力调节系统
EC3763 |  | surge tester |  |  | SH Lab | 86#4F-Multimedia test lab | I | 2020-03-24 | 2021-03-23 | JSMI | Closed |  | 浪涌发生器
EC3764 |  | NET |  |  | SH Lab | 86#2F-2F Power distribution room | III | 2008-01-15 | — | ES JH | Closed |  | 焊机输出峰值电压测试盒
EC3765 | 1 | one set of weight in kg |  |  | SH Lab | 85#5F-Gauge room | II | 2020-01-23 | 2021-01-22 | ES AW | Closed |  | 1kg 砝码
EC3765 | 2 | one set of weight in kg |  |  | SH Lab | 85#5F-Gauge room | II | 2020-01-23 | 2021-01-22 | ES AW | Closed |  | 1kg 砝码
EC3765 | 3 | one set of weight in kg |  |  | SH Lab | 85#5F-Gauge room | II | 2020-01-23 | 2021-01-22 | ES AW | Closed |  | 1kg 砝码
EC3766 | 1 | one set of weight in kg |  |  | SH Lab | 85#5F-Gauge room | II | 2020-01-23 | 2021-01-22 | ES AW | Closed |  | 2kg 砝码
EC3766 | 2 | one set of weight in kg |  |  | SH Lab | 85#5F-Gauge room | II | 2020-01-23 | 2021-01-22 | ES AW | Closed |  | 2kg 砝码
EC3766 | 3 | one set of weight in kg |  |  | SH Lab | 85#5F-Gauge room | II | 2020-01-23 | 2021-01-22 | ES AW | Closed |  | 2kg 砝码
EC3771 |  | one set of weight in kg |  |  | SH Lab | 85#5F-Gauge room | II | 2020-01-23 | 2021-01-22 | ES AW | Closed |  | 3kg 砝码
EC3772 |  | one set of weight in kg |  |  | SH Lab | 85#5F-Gauge room | II | 2020-01-23 | 2021-01-22 | ES AW | Closed |  | 6kg 砝码
EC3773 | 1 | one set of weight in Kg |  |  | SH Lab | 85#5F-Gauge room | II | 2020-01-23 | 2021-01-22 | ES AW | Closed |  | 0.5kg 挂码
EC3773 | 2 | one set of weight in Kg |  |  | SH Lab | 85#5F-Gauge room | II | 2020-01-23 | 2021-01-22 | ES AW | Closed |  | 0.5kg 挂码
EC3775 |  | one set of weight in Kg |  |  | SH Lab | 85#5F-ACCE & LUM test lab | II | 2020-01-23 | 2021-01-22 | ES AW | Closed |  | 1kg 挂码
EC3777 | 1 | one set of weight in Kg |  |  | SH Lab | 85#5F-Gauge room | II | 2020-01-23 | 2021-01-22 | ES AW | Closed |  | 2kg 挂码
EC3777 | 2 | one set of weight in Kg |  |  | SH Lab | 85#5F-ACCE & LUM test lab | II | 2020-01-23 | 2021-01-22 | ES AW | Closed |  | 2kg 挂码
EC3778 |  | megaohm meter |  | 32809 | QD | Qindao test lab | I | 2020-01-07 | 2021-01-06 | GRGT | Closed |  | 兆欧表
EC3779 |  | Alarm Clock |  |  | SH Lab | 86#1F-General test lab | I | 2020-05-20 | 2021-05-19 | JSMI | Closed |  | 闹钟
EC3780 |  | tumbling test device |  |  | SH ACCE | 85#5F-ACCE & LUM test lab | II | 2020-02-13 | 2021-02-12 | ES AW | Closed |  | 滚桶测试装置(for BS 1363 plug or adaptor),
EC3781 |  | snatch test equipment |  |  | SH ACCE | 85#5F-ACCE & LUM test lab | II | 2020-02-21 | 2021-02-20 | ES AW | Closed | ACCE 申请购买的 | 突拉测试装置(BS1363-1不可拆插头用)
EC3781 | 1 | weight |  |  | SH ACCE | 85#5F-ACCE & LUM test lab | II | 2020-02-21 | 2021-02-20 | ES AW | Closed |  | 突拉测试装置(BS1363-1不可拆插头用)
EC3781 | 2 | weight |  |  | SH ACCE | 85#5F-ACCE & LUM test lab | II | 2020-02-21 | 2021-02-20 | ES AW | Closed |  | 突拉测试装置(BS1363-1不可拆插头用)
EC3782 | 1 | test plug for temperature rise of socket |  |  | SH Lab | 85#5F-ACCE & LUM test lab | II | 2020-03-04 | 2021-03-03 | EC JK | Closed |  | BS插座标准温升用测试用插头
EC3782 | 2 | test plug for temperature rise of socket |  |  | SH Lab | 85#5F-ACCE & LUM test lab | II | 2020-03-04 | 2021-03-03 | EC JK | Closed |  | BS插座标准温升用测试用插头
EC3782 | 3 | test plug for temperature rise of socket |  |  | SH Lab | 85#5F-ACCE & LUM test lab | II | 2020-03-04 | 2021-03-03 | EC JK | Closed |  | BS插座标准温升用测试用插头
EC3782 | 4 | test plug for temperature rise of socket |  |  | SH Lab | 85#5F-ACCE & LUM test lab | II | 2009-03-04 | — | ES LWF | Out of service | 送国外 | BS插座标准温升用测试用插头
EC3783 |  | Temperature and humidity recorder |  | 707068 | SH Lab | 86#4F-EMI Shielding room | I | 2020-03-04 | 2021-03-03 | JSMI | Closed | 原EC3325经计量评估后，降级或限制使用, 不能满足要求 | 温湿度仪
EC3784 | 1 | Compression test equipment |  |  | SH Lab | 86#4F-Multimedia test lab | III | 2008-03-03 | — | ES JH | Closed |  | 密封圈压力测试装置
EC3784 | 2 | Compression test equipment |  |  | SH Lab | 86#4F-Multimedia test lab | II | 2020-03-03 | 2021-03-02 | EC JK | Closed |  | 密封圈压力测试装置
EC3784 | 3 | Compression test equipment |  |  | SH Lab | 86#4F-Multimedia test lab | II | 2020-03-03 | 2021-03-02 | EC JK | Closed |  | 密封圈压力测试装置
EC3785 |  | Digital caliper |  | 6090111 | SH Lab | 86#4F-Multimedia test lab | I | 2020-08-19 | 2021-08-18 | JSMI | Closed |  | 数显游标卡尺
EC3786 | 1 | calibrated fuse link for test used in BS plug |  |  | SH Lab | 85#5F-ACCE & LUM test lab | II | 2013-03-05 | — | ES LLS | Damaged |  | 插头用校正保险丝
EC3786 | 2 | calibrated fuse link for test used in BS plug |  |  | SH ACCE | 85#5F-ACCE & LUM test lab | II | 2016-07-27 | — | ES HG | Disposal |  | 插头用校正保险丝
EC3786 | 3 | calibrated fuse link for test used in BS plug |  |  | SH Lab | 85#5F-ACCE & LUM test lab | II | 2013-03-05 | — | ES LLS | Damaged |  | 插头用校正保险丝
EC3787 |  | Endurance test box |  |  | QD | Qindao test lab | II | 2020-05-16 | 2021-05-15 | ES AW | Closed | 最大电流20A | 耐久测试装置100s通20s断开
EC3788 |  | 0.2mm steel probe |  |  | SH Lab | 85#5F-Gauge room | II | 2018-02-24 | — | ES AW | Disposal |  | 0.2mm细金属探棒
EC3789 | 1 | rigid metal pin |  |  | SH Lab | 85#5F-Gauge room | II | 2020-02-24 | 2021-02-23 | ES AW | Closed |  | 硬金属针
EC3789 | 2 | rigid metal pin |  |  | SH Lab | 85#5F-Gauge room | II | 2020-02-24 | 2021-02-23 | ES AW | Closed |  | 硬金属针
EC3789 | 3 | rigid metal pin |  |  | SH Lab | 85#5F-Gauge room | II | 2020-02-24 | 2021-02-23 | ES AW | Closed |  | 硬金属针
EC3790 |  | oscilloscope |  | C020166 | SH Lab | 85#5F-ACCE & LUM test lab | I | 2020-05-15 | 2021-05-14 | JSMI | Closed | 配PC通讯套件 | 示波器
EC3791 |  | high voltage probe |  |  | SH Lab | 85#5F-ACCE & LUM test lab | I | 2009-03-23 | — | SIMT | Disposal | 与示波器(PA07120855)配套 | 高压探头
EC3792 | 1 | box |  |  | SH Lab | 85#5F-Gauge room | III | 2008-02-21 | — | ES JH | Closed |  | 木盒子
EC3792 | 10 | box |  |  | SH Lab | 85#5F-Gauge room | III | 2008-02-21 | — | ES JH | Closed |  | 木盒子
EC3792 | 11 | box |  |  | SH Lab | 85#5F-Gauge room | III | 2008-02-21 | — | ES JH | Closed |  | 挖孔小木盒
EC3792 | 12 | box |  |  | SH Lab | 85#5F-Gauge room | III | 2008-02-21 | — | ES JH | Closed |  | 挖孔小木盒
EC3792 | 13 | box |  |  | SH Lab | 85#5F-Gauge room | III | 2008-02-21 | — | ES JH | Closed |  | 未油漆的木盒
EC3792 | 14 | box |  |  | SH Lab | 85#5F-Gauge room | III | 2008-02-21 | — | ES JH | Closed |  | 未油漆的木盒
EC3792 | 15 | box |  |  | SH Lab | 85#5F-Gauge room | III | 2009-01-05 | — | ES LWF | Closed |  | 铁盒
EC3792 | 16 | box |  |  | SH Lab | 85#5F-Gauge room | III | 2009-01-05 | — | ES LWF | Closed |  | 铁盒
EC3792 | 2 | box |  |  | SH Lab | 85#5F-Gauge room | III | 2008-02-21 | — | ES JH | Closed |  | 木盒子
EC3792 | 3 | box |  |  | SH Lab | 85#5F-Gauge room | III | 2008-02-21 | — | ES JH | Closed |  | 木盒子
EC3792 | 4 | box |  |  | SH Lab | 85#5F-Gauge room | III | 2008-02-21 | — | ES JH | Closed |  | 木盒子
EC3792 | 5 | box |  |  | SH Lab | 85#5F-Gauge room | III | 2008-02-21 | — | ES JH | Closed |  | 木盒子
EC3792 | 6 | box |  |  | SH Lab | 85#5F-Gauge room | III | 2008-02-21 | — | ES JH | Closed |  | 木盒子
EC3792 | 7 | box |  |  | SH Lab | 85#5F-Gauge room | III | 2008-02-21 | — | ES JH | Closed |  | 木盒子
EC3792 | 8 | box |  |  | SH Lab | 85#5F-Gauge room | III | 2008-02-21 | — | ES JH | Closed |  | 木盒子
EC3792 | 9 | box |  |  | SH Lab | 85#5F-Gauge room | III | 2008-02-21 | — | ES JH | Closed |  | 木盒子
EC3793 |  | Scratch tester for insulation layer |  |  | SH Lab | 86#3F-Home appliance test lab | II | 2012-09-03 | — | ES LLS | Out of service | Transfer from HZ (EH1468) | 涂层耐划痕试验机
EC3794 |  | current transformer | 110 | 123171 | SH Lab | 85#5F-Gauge room | I | 2020-06-17 | 2022-06-16 | XMMI | Closed |  | 电流互感器
EC3795 |  | Test probe |  |  | SH Lab | Shibei PV lab | II | 2019-10-10 | 2020-10-09 | EC JZ | Closed | refere figure15.1(ul 1703 page 22) | 美标测试指
EC3796 |  | impact ball |  |  | SH Lab | Shibei PV lab | II | 2019-10-08 | 2020-10-07 | SETRI | Closed |  | 冲击球
EC3797 | 1 | 辅助测试设备 |  |  | SH Lab | 86#2F-Power supply test lab | III | 2008-03-05 | — | ES LWF | Closed |  | 辅助测试设备
EC3797 | 2 | 辅助测试设备 |  |  | SH Lab | 86#2F-Power supply test lab | III | 2008-03-05 | — | ES LWF | Closed |  | 辅助测试设备
EC3797 | 3 | 辅助测试设备 |  |  | SH Lab | 86#2F-Power supply test lab | III | 2008-03-05 | — | ES LWF | Closed |  | 辅助测试设备
EC3797 | 4 | 辅助测试设备 |  |  | SH Lab | 86#2F-2F Power distribution room | III | 2008-03-05 | — | ES JH | Closed |  | 辅助测试设备
EC3797 | 5 | 辅助测试设备 |  |  | SH Lab | 86#2F-Power supply test lab | III | 2008-03-05 | — | ES LWF | Closed |  | 辅助测试设备
EC3798 |  | torque screwdriver |  |  | SH Lab | 85#5F-B5F Power distribution room | I | 2009-03-13 | — | SIMT | Damaged | 0.4~3 N.M | 扭矩螺丝刀
EC3799 |  | pressure meter |  | 07-11-Z1675 | SH Lab | 86#1F-Tools & machinery test lab | I | 2018-12-28 | 2019-12-27 | JSMI | Calibrating |  | 磁助电接点压力表
EC3800 |  | Reactance |  |  | SH Lab | 86#1F-General test lab | III | 2008-03-04 | — | ES JH | Closed |  | 电抗器2-800mH可调(可并联在500V50HZ电源上)
EC3801 | 1 | variable transformer with insulation transformer |  |  | SH Lab | 51#7F-CM test lab | III | 2008-03-21 | — | ES JH | Closed |  | 调压器带隔离变压器
EC3801 | 2 | variable transformer with insulation transformer |  |  | SH Lab | 51#7F-CM test lab | III | 2008-03-21 | — | ES JH | Closed |  | 调压器带隔离变压器
EC3802 |  | Static loading |  |  | SH Lab | 86#3F-Heating & motor test lab | II | 2020-06-02 | 2021-06-01 | EC JK | Closed |  | Static loading
EC3802 | 1 | Static loading | L=100,G=17KG |  | SH Lab | 86#3F-Heating & motor test lab | II | 2020-06-02 | 2021-06-01 | EC JK | Closed |  | Static loading
EC3803 |  | Temperature and humidity recorder | ZJ1-2B | 712148 | SH Lab | 85#5F-ACCE & LUM test lab | I | 2016-08-12 | — | JSMI | Out of service | 封存2017.8.12 | 温湿度自动记录仪
EC3804 |  | AC digital power meter | 8770A | 870710288 | SH Lab | 86#4F-Multimedia test lab | II | 2020-03-21 | 2021-03-20 | EC JK | Closed |  | 交直流数字功率表
EC3805 |  | Truncated cone |  |  | SH Lab | 86#3F-Home appliance test lab | II | 2020-03-26 | 2021-03-25 | EC JK | Closed | Material: stainless steel | 截形圆锥体
EC3806 |  | test pin |  |  | SH Lab | 86#2F-Construction test lab(Ⅰ) | III | 2008-03-04 | — | SIMT | Closed |  | 触指
EC3807 |  | test piece |  |  | SH Lab | 85#5F-ACCE & LUM test lab | III | 2008-03-05 | — | ES LWF | Closed |  | 测试片
EC3808 |  | konica minolta-Digital Luxmeter | T-10 | 33721027 / 52711044 | SH Lab | 51#7F-LUM test lab | I | 2020-04-28 | 2021-04-27 | JSMI | Closed | 参照附件说明 | 美能达T-10照度计
EC3809 |  | nominal non-inductive resistance | 2000 ohm |  | SH Lab | 86#3F-Cooking & HVAC test lab | III | 2008-04-03 | — | ES JH | Closed |  | 无感电阻
EC3810 |  | Electrical Iron test use table |  |  | SH Lab | 51#7F-PPT test lab | III | 2008-04-07 | — | ES JH | Closed |  | 电熨斗测试台架
EC3810 | 1 | Electrical Iron soleplate temperature test fixture |  |  | SH Lab | 51#7F-PPT test lab | III | 2008-04-07 | — | ES JH | Closed |  | 电熨斗底盘温度测试装置
EC3810 | 2 | Electrical Iron soleplate temperature test fixture |  |  | SH Lab | 51#7F-PPT test lab | III | 2008-04-07 | — | ES JH | Closed |  | 电熨斗底盘温度测试装置
EC3810 | 3 | Electrical Iron soleplate temperature test fixture |  |  | SH Lab | 51#7F-PPT test lab | III | 2008-04-07 | — | ES JH | Closed |  | 电熨斗底盘温度测试装置
EC3810 | 4 | Electrical Iron soleplate temperature test fixture |  |  | SH Lab | 51#7F-PPT test lab | III | 2008-04-07 | — | ES JH | Closed |  | 电熨斗底盘温度测试装置
EC3810 | 5 | Electrical Iron soleplate temperature test fixture |  |  | SH Lab | 51#7F-PPT test lab | III | 2008-04-07 | — | ES JH | Closed |  | 电熨斗底盘温度测试装置
EC3810 | 6 | Electrical Iron soleplate temperature test fixture |  |  | SH Lab | 51#7F-PPT test lab | III | 2008-04-08 | — | ES JH | Closed |  | 电熨斗底盘温度测试装置
EC3810 | 7 | Electrical Iron soleplate temperature test fixture |  |  | SH Lab | 51#7F-PPT test lab | III | 2008-04-07 | — | ES JH | Closed |  | 电熨斗底盘温度测试装置
EC3810 | 8 | Electrical Iron soleplate temperature test fixture |  |  | SH Lab | 51#7F-PPT test lab | III | 2008-04-07 | — | ES JH | Closed |  | 电熨斗底盘温度测试装置
EC3811 |  | Oscilloscope | TDS3012B | C011506 | SH Lab | 86#4F-Multimedia test lab | I | 2020-05-15 | 2021-05-14 | JSMI | Closed |  | 示波器
EC3811 | 1 | Voltage probe | P5100 |  | SH Lab | 86#4F-Multimedia test lab | III | 2008-04-08 | — | ES JH | Closed |  | 电压探头
EC3812 |  | test probe |  |  | QD | Qindao test lab | II | 2020-05-16 | 2021-05-15 | EC JZ | Closed |  | 测试棒
EC3813 |  | test probe |  |  | SH Lab | 86#3F-Heating & motor test lab | II | 2020-04-09 | 2021-04-08 | ES AW | Closed | 长度约为：100 mm | 试验棒
EC3814 |  | Pan and lid |  |  | SH Lab | 86#3F-Construction test lab (Ⅱ) | II | 2020-04-25 | 2021-04-24 | ES AW | Closed | height: 100mm;Diameter:200mm;material:Aluminum | Pans and lid
EC3815 |  | DC insualation tester | PC27-1 | 33274 | SH Lab | Shibei PV lab | I | 2014-04-10 | — | SQI | Out of service | 封存 | 直流绝缘测试仪
EC3816 |  | sound lever meter | TES1357 | 70709026 | SH Lab | 51#7F-CM test lab | I | 2010-04-09 | — | SIMT | Damaged |  | 噪音计
EC3817 | 1 | Steel Disk |  |  | SH Lab | 86#3F-Construction test lab (Ⅱ) | III | 2009-04-17 | — | ES LWF | Closed | Material: low carbon steel | Steel Disk
EC3817 | 2 | Steel Disk |  |  | SH Lab | 86#3F-Construction test lab (Ⅱ) | III | 2009-04-17 | — | ES LWF | Closed | Material: low carbon steel | Steel Disk
EC3817 | 3 | Steel Disk |  |  | SH Lab | 86#3F-Construction test lab (Ⅱ) | III | 2009-04-17 | — | ES LWF | Closed | Material: low carbon steel | Steel Disk
EC3817 | 4 | Steel Disk |  |  | SH Lab | 86#3F-Construction test lab (Ⅱ) | III | 2009-04-17 | — | ES LWF | Closed | Material: low carbon steel | Steel Disk
EC3818 | 1 | Testing Frame |  |  | SH Lab | 86#2F-Construction test lab(Ⅰ) | III | 2008-06-03 | — | ES LWF | Closed | 具体尺寸见图纸 | 测试支架
EC3818 | 2 | Testing Frame |  |  | SH Lab | 86#2F-Construction test lab(Ⅰ) | III | 2009-06-03 | — | ES LWF | Closed | 具体尺寸见图纸 | 测试支架
EC3818 | 3 | Testing Frame |  |  | SH Lab | 86#2F-Construction test lab(Ⅰ) | III | 2008-06-03 | — | ES LWF | Closed | 具体尺寸见图纸 | 测试支架
EC3818 | 4 | Testing Frame |  |  | SH Lab | 86#2F-Construction test lab(Ⅰ) | III | 2008-06-03 | — | ES LWF | Closed | 具体尺寸见图纸 | 测试支架
EC3818 | 5 | Testing Frame |  |  | SH Lab | 86#2F-Construction test lab(Ⅰ) | III | 2008-06-03 | — | ES LWF | Closed | 具体尺寸见图纸 | 测试支架
EC3818 | 6 | Testing Frame |  |  | SH Lab | 86#2F-Construction test lab(Ⅰ) | III | 2008-06-03 | — | ES LWF | Closed | 具体尺寸见图纸 | 测试支架
EC3819 |  | AC Digital Power Meter | 8770A | 870710286 | SH Lab | 86#2F-Power supply test lab | II | 2019-04-23 | — | EC JK | Out of service | 8770A,封存 | AC Digital Power Meter
EC3820 |  | horizontal level ruler | M-1210 |  | XM Lab | Xiamen test lab | II | 2016-04-23 | — | EC JZ | Disposal |  | 30倍带灯观目镜
EC3821 |  | Power Meter | 8775A | 870711450 | XM Lab | Xiamen test lab | I | 2019-09-06 | 2020-09-05 | GRGT | Calibrating |  | 电参数仪
EC3822 |  | Digital power meter | WT210 | 91H425276 | SH Lab | 51#7F-LUM test lab | I | 2020-07-14 | 2021-07-13 | JSMI | Closed | Model No:WT210 WTViewer Version 5.01 | 数字功率表
EC3823 |  | Surface roughness | 组合式 | 408 | CN FAC | 86#4F-Calibration room | I | 2020-04-30 | 2021-04-29 | SIMT | Closed |  | 表面粗糙度比较样板
EC3824 |  | Stopwatch | J9-II |  | SH Lab | 86#3F-Cooking & HVAC test lab | I | 2013-05-21 | — | SQI | Disposal |  | Stopwatch
EC3825 |  | Bonding path resistance tester | 7314 | 1360375 | SH Lab | Shibei PV lab | I | 2020-06-29 | 2021-06-28 | JSMI | Closed |  | 电阻连续性测试仪
EC3826 |  | Test probe |  |  | SH Lab | 86#3F-Construction test lab (Ⅱ) | II | 2020-05-12 | 2021-05-11 | EC JZ | Closed | Test probe 18 of IEC 61032 | Test probe
EC3828 |  | isolating transformer with Variable Transformer | 定制 |  | SH Lab | 86#4F-Multimedia test lab | III | 2008-05-15 | — | ES JH | Closed | 隔离变压器或者调压器其中一个为升压变压器 | 隔离变压器带调压器
EC3829 |  | angle meter | 0-360游标万能角度尺 | 4-7110357 | QD | Qindao test lab | I | 2020-01-15 | 2021-01-14 | GRGT | Closed |  | 量角器
EC3830 | 1 | Gauge |  |  | SH Lab | 85#5F-Gauge room | II | 2020-05-28 | 2021-05-27 | ES AW | Closed |  | 通规fig.101
EC3830 | 2 | Gauge |  |  | SH Lab | 85#5F-Gauge room | II | 2020-05-28 | 2021-05-27 | ES AW | Closed |  | 通规fig.101
EC3831 | 1 | Gauge |  |  | SH Lab | 85#5F-Gauge room | II | 2020-05-28 | 2021-05-27 | EC JZ | Closed |  | 量规fig102
EC3831 | 2 | Gauge |  |  | SH Lab | 85#5F-Gauge room | II | 2020-05-28 | 2021-05-27 | EC JZ | Closed |  | 量规fig102
EC3831 | 3 | Gauge |  |  | SH Lab | 85#5F-Gauge room | II | 2020-05-28 | 2021-05-27 | EC JZ | Closed |  | 量规fig102
EC3831 | 4 | Gauge |  |  | SH Lab | 85#5F-Gauge room | II | 2020-05-28 | 2021-05-27 | EC JZ | Closed |  | 量规fig102
EC3832 | 1 | Gauge |  |  | SH Lab | 85#5F-Gauge room | II | 2020-05-28 | 2021-05-27 | EC JZ | Closed |  | 量规fig104
EC3832 | 2 | Gauge |  |  | SH Lab | 85#5F-Gauge room | II | 2020-05-28 | 2021-05-27 | EC JZ | Closed |  | 量规fig104
EC3833 | 1 | Gauge |  |  | SH Lab | 85#5F-Gauge room | II | 2009-05-28 | — | ES LWF | Disposal | 该量规无 | 量规fig105
EC3833 | 2 | Gauge |  |  | SH Lab | 85#5F-Gauge room | II | 2009-05-28 | — | ES LWF | Disposal | 该量规无 | 量规fig105
EC3833 | 3 | Gauge |  |  | SH Lab | 85#5F-Gauge room | II | 2009-05-28 | — | ES LWF | Disposal | 该量规无 | 量规fig105
EC3834 | 1 | Gauge |  |  | SH Lab | 85#5F-Gauge room | II | 2020-05-28 | 2021-05-27 | EC JZ | Closed |  | 量规fig107
EC3834 | 2 | Gauge |  |  | SH Lab | 85#5F-Gauge room | II | 2020-05-28 | 2021-05-27 | EC JZ | Closed |  | 量规fig107
EC3835 | 1 | Gauge |  |  | SH Lab | 85#5F-Gauge room | II | 2020-05-28 | 2021-05-27 | EC JZ | Closed |  | 量规fig.108
EC3835 | 2 | Gauge |  |  | SH Lab | 85#5F-Gauge room | II | 2020-05-28 | 2021-05-27 | EC JZ | Closed |  | 量规fig.108
EC3835 | 3 | Gauge |  |  | SH Lab | 85#5F-Gauge room | II | 2020-05-28 | 2021-05-27 | EC JZ | Closed |  | 量规fig.108
EC3835 | 4 | Gauge |  |  | SH Lab | 85#5F-Gauge room | II | 2020-05-28 | 2021-05-27 | EC JZ | Closed |  | 量规fig.108
EC3836 | 1 | Gauge |  |  | SH Lab | 85#5F-Gauge room | II | 2020-05-28 | 2021-05-27 | EC JZ | Closed |  | 量规fig.109
EC3836 | 2 | Gauge |  |  | SH Lab | 85#5F-Gauge room | II | 2020-05-28 | 2021-05-27 | EC JZ | Closed |  | 量规fig.109
EC3837 | 1 | Gauge |  |  | SH Lab |  | II | 2009-05-28 | — | ES LWF | Damaged |  | 量规表110
EC3837 | 10 | Gauge |  |  | SH Lab |  | II | 2009-05-28 | — | ES LWF | Damaged |  | 量规表110
EC3837 | 11 | Gauge |  |  | SH Lab |  | II | 2009-05-28 | — | ES LWF | Damaged |  | 量规表110
EC3837 | 12 | Gauge |  |  | SH Lab |  | II | 2009-05-28 | — | ES LWF | Damaged |  | 量规表110
EC3837 | 2 | Gauge |  |  | SH Lab |  | II | 2009-05-28 | — | ES LWF | Damaged |  | 量规表110
EC3837 | 3 | Gauge |  |  | SH Lab |  | II | 2009-05-28 | — | ES LWF | Damaged |  | 量规表110
EC3837 | 4 | Gauge |  |  | SH Lab |  | II | 2009-05-28 | — | ES LWF | Damaged |  | 量规表110
EC3837 | 5 | Gauge |  |  | SH Lab |  | II | 2009-05-28 | — | ES LWF | Damaged |  | 量规表110
EC3837 | 6 | Gauge |  |  | SH Lab |  | II | 2009-05-28 | — | ES LWF | Damaged |  | 量规表110
EC3837 | 7 | Gauge |  |  | SH Lab |  | II | 2009-05-28 | — | ES LWF | Damaged |  | 量规表110
EC3837 | 8 | Gauge |  |  | SH Lab |  | II | 2009-05-28 | — | ES LWF | Damaged |  | 量规表110
EC3837 | 9 | Gauge |  |  | SH Lab |  | II | 2009-05-28 | — | ES LWF | Damaged |  | 量规表110
EC3838 |  | Gauge |  |  | SH Lab | 85#5F-Gauge room | II | 2020-05-28 | 2021-05-27 | EC JZ | Closed |  | 量规fig.110
EC3839 |  | Gauge |  |  | SH Lab | 85#5F-Gauge room | II | 2020-05-28 | 2021-05-27 | EC JZ | Closed |  | 量规fig.111
EC3840 |  | Gauge |  |  | SH Lab | 85#5F-Gauge room | II | 2020-05-28 | 2021-05-27 | EC JZ | Closed |  | 量规fig.112
EC3841 |  | Gauge |  |  | SH Lab | 85#5F-Gauge room | II | 2020-05-28 | 2021-05-27 | EC JZ | Closed |  | 量规fig.113
EC3842 | 1 | Gauge |  |  | SH Lab | 85#5F-ACCE & LUM test lab | II | 2020-05-28 | 2021-05-27 | ES AW | Closed |  | 量规fig.13
EC3842 | 10 | Gauge |  |  | SH Lab | 85#5F-ACCE & LUM test lab | II | 2020-05-28 | 2021-05-27 | ES AW | Closed |  | 量规fig.13
EC3842 | 2 | Gauge |  |  | SH Lab | 85#5F-ACCE & LUM test lab | II | 2020-05-28 | 2021-05-27 | ES AW | Closed |  | 量规fig.13
EC3842 | 3 | Gauge |  |  | SH Lab | 85#5F-ACCE & LUM test lab | II | 2020-05-28 | 2021-05-27 | ES AW | Closed |  | 量规fig.13
EC3842 | 4 | Gauge |  |  | SH Lab | 85#5F-ACCE & LUM test lab | II | 2020-05-28 | 2021-05-27 | ES AW | Closed |  | 量规fig.13
EC3842 | 5 | Gauge |  |  | SH Lab | 85#5F-ACCE & LUM test lab | II | 2020-05-28 | 2021-05-27 | ES AW | Closed |  | 量规fig.13
EC3842 | 6 | Gauge |  |  | SH Lab | 85#5F-ACCE & LUM test lab | II | 2020-05-28 | 2021-05-27 | ES AW | Closed |  | 量规fig.13
EC3842 | 7 | Gauge |  |  | SH Lab | 85#5F-ACCE & LUM test lab | II | 2020-05-28 | 2021-05-27 | ES AW | Closed |  | 量规fig.13
EC3842 | 8 | Gauge |  |  | SH Lab | 85#5F-ACCE & LUM test lab | II | 2020-05-28 | 2021-05-27 | ES AW | Closed |  | 量规fig.13
EC3842 | 9 | Gauge |  |  | SH Lab | 85#5F-ACCE & LUM test lab | II | 2020-05-28 | 2021-05-27 | ES AW | Closed |  | 量规fig.13
EC3843 |  | plug discharge tester | IEC/EN 60065 Cl 9.1.6 |  | SH Lab | 86#4F-Multimedia test lab | II | 2015-03-14 | — | ES CZ | Disposal | 封存 | 插头残余电压
EC3844 |  | Programmable AC source | 6430 | 643000000762 | SH Lab | 51#7F-LUM test lab | I | 2020-07-10 | 2021-07-09 | SQI | Closed | Model No:6430 | 可编程交流电源
EC3845 |  | contact pressure resistance |  |  | SH Lab | 86#2F-Power supply test lab | II | 2020-06-06 | 2021-06-05 | EC JK | Closed |  | contact pressure resistance
EC3846 |  | High voltage tester | ZHZ8-1KVA-5KV | N00133 | QD | Qindao test lab | I | 2020-01-07 | 2021-01-06 | JSMI | Closed |  | 耐压测试仪
EC3847 |  | DC high voltage tester | ZHZ8-8kV-20mA | N40091 | SH Lab | Shibei PV lab | I | 2020-07-07 | 2021-07-06 | JSMI | Closed | 下次交流和直流一起计量！ | 直流高电压测试仪
EC3848 |  | DC high voltage tester | ZHZ8-8kV-20mA | 191 | SH Lab | 85#5F-ACCE & LUM test lab | I | 2020-09-09 | 2021-09-08 | JSMI | Closed |  | 耐电压测试装置
EC3849 |  | test cone |  |  | QD | Qindao test lab | II | 2020-05-16 | 2021-05-15 | EC JZ | Closed |  | 测试锥
EC3850 |  | Graphic card (with display port interface) | 9600GT |  | SH Lab | 86#2F-TCO test lab | III | 2008-05-29 | — | ES JH | Closed |  | 显卡(带display port 接口)
EC3851 |  | Hot water tank for insulation test | UL250 Cl8.21 |  | SH Lab | 86#3F-Home appliance test lab | II | 2014-07-17 | — | ES HG | Out of service | atuo filling water, heating, count and time . | 绝缘阻抗测试用热水箱
EC3852 |  | Ball preasure tester |  |  | XM Lab | Xiamen test lab | II | 2020-06-16 | 2021-06-15 | ES AW | Closed | 配测试底座(布热电偶) | 球压测试仪
EC3853 |  | Drop test wooden floor |  |  | SH Lab | 86#3F-Construction test lab (Ⅱ) | III | 2008-09-08 | — | ES LWF | Closed |  | Drop test wooden floor
EC3853 | 1 | Steel Ruler |  |  | SH Lab | 86#3F-Home appliance test lab | III | 2015-01-21 | — | SIMT | Closed | 2015.06.22 | 刚直尺
EC3854 | 1 | Resistor | 50w 2Kohm |  | XM Lab | Xiamen test lab | III | 2008-06-10 | — | ES JH | Closed | 单个元器件即可, 性能符合要求 | 无感电阻
EC3854 | 10 | Resistor |  |  | XM Lab | Xiamen test lab | III | 2008-06-10 | — | ES JH | Closed | 单个元器件即可, 性能符合要求 | 无感电阻
EC3854 | 2 | Resistor | 50w 2kohm |  | XM Lab | Xiamen test lab | III | 2008-06-10 | — | ES JH | Closed | 单个元器件即可, 性能符合要求 | 无感电阻
EC3854 | 3 | Resistor | 50w 2kohm |  | XM Lab | Xiamen test lab | III | 2008-06-10 | — | ES JH | Closed | 单个元器件即可, 性能符合要求 | 无感电阻
EC3854 | 4 | Resistor |  |  | XM Lab | Xiamen test lab | III | 2008-06-10 | — | ES JH | Closed | 单个元器件即可, 性能符合要求 | 无感电阻
EC3854 | 5 | Resistor | 50w 2kohm |  | XM Lab | Xiamen test lab | III | 2008-06-10 | — | ES JH | Closed | 单个元器件即可, 性能符合要求 | 无感电阻
EC3854 | 6 | Resistor |  |  | XM Lab | Xiamen test lab | III | 2008-06-10 | — | ES JH | Closed | 单个元器件即可, 性能符合要求 | 无感电阻
EC3854 | 7 | Resistor |  |  | XM Lab | Xiamen test lab | III | 2008-06-10 | — | ES JH | Closed | 单个元器件即可, 性能符合要求 | 无感电阻
EC3854 | 8 | Resistor |  |  | XM Lab | Xiamen test lab | III | 2008-06-10 | — | ES JH | Closed | 单个元器件即可, 性能符合要求 | 无感电阻
EC3854 | 9 | Resistor |  |  | XM Lab | Xiamen test lab | III | 2008-06-10 | — | ES JH | Closed | 单个元器件即可, 性能符合要求 | 无感电阻
EC3855 |  | Digital power meter | WT210 760401 -H/HRM | 91H534666 | SH Lab | 85#5F-ACCE & LUM test lab | I | 2020-06-11 | 2021-06-10 | JSMI | Closed | Model No:WT210, 需要总谐波失真测量模块 WTViewer Version 5.01 | 数字功率表
EC3856 |  | hail test adtional equipment | JM1003 | AX3218 | SH Lab | Shibei PV lab | I | 2020-05-14 | 2021-05-13 | JSMI | Closed | 每个设备各一台，ice ball mold 25mm | 冰球试验附加设备
EC3857 |  | Electronic Digital Scale | JM2102 | A3935 | XM Lab | Xiamen test lab | I | 2020-03-10 | 2021-03-09 | XRCTT | Closed |  | 电子称
EC3858 |  | wind speed measure device | 85000 | 1138 | SH Lab | Shibei PV lab | I | 2014-02-19 | — | SIMT | Disposal | Use as tool （封存，2015.08.17） | 风速仪
EC3859 | 1 | Steel Disk |  |  | SH Lab | 86#3F-Construction test lab (Ⅱ) | III | 2008-06-18 | — | ES LWF | Closed | Material: low carbon steel | Steel Disk
EC3859 | 2 | Steel Disk |  |  | SH Lab | 86#3F-Construction test lab (Ⅱ) | III | 2008-06-18 | — | ES LWF | Closed | Material: low carbon steel | Steel Disk
EC3859 | 3 | Steel Disk |  |  | SH Lab | 86#3F-Construction test lab (Ⅱ) | III | 2009-06-18 | — |  | Closed | Material: low carbon steel | Steel Disk
EC3860 |  | Sheet steel |  |  | SH Lab | 86#3F-Home appliance test lab | III | 2008-06-18 | — | ES LWF | Closed |  | Sheet steel
EC3861 |  | cylindrical bowl |  |  | SH Lab | 86#3F-Home appliance test lab | III | 2008-06-18 | — | ES LWF | Closed | 材料：不锈钢 | 搅拌机容器
EC3862 |  | accessibility test device |  |  | SH Lab | Shibei PV lab | II | 2020-06-19 | 2021-06-18 | EC JZ | Closed |  | 可接触试验指
EC3863 |  | 压力供水系统的容器 |  |  | SH Lab | 86#3F-Home appliance test lab | III | 2008-06-16 | — | ES JH | Closed |  | 压力供水系统的容器
EC3864 |  | Ground bond tester | 7314 | 1360384 | QD | Qindao test lab | I | 2017-04-05 | — | JSMI | Disposal |  | 接地电阻仪
EC3865 |  | Gloss meter (60 degree) | JFL-B60 | 80525 | SH Lab | 86#2F-TCO test lab | I | 2019-08-23 | 2020-08-22 | JSMI | Calibrating |  | 光泽度度计
EC3866 |  | PH meter | AZ8601 | 963262 | XM Lab | Xiamen test lab | I | 2020-06-15 | 2021-06-14 | LISAI | Closed |  | PH 计
EC3867 | 1 | Neoprene probe |  |  | XM Lab | Xiamen test lab | III | 2008-06-25 | — | ES JH | Closed |  | 橡胶腿
EC3867 | 2 | Neoprene probe |  |  | XM Lab | Xiamen test lab | III | 2008-06-25 | — | ES JH | Closed |  | 橡胶腿
EC3868 |  | Glass thermometer |  |  | XM Lab | [5 empty] | Equipment arrived, waiting for acceptance check |  | 玻璃棒温度计
EC3869 |  | Steel rule |  |  | XM Lab | Xiamen test lab | III | 2014-06-27 | — | XRCTT | Closed | 2015.06.22 | 钢尺
EC3870 | 1 | gauge of BS 546 |  |  | SH Lab | 85#5F-Gauge room | II | 2020-08-16 | 2021-08-15 | ES AW | Closed |  | 拔出力规
EC3870 | 10 | gauge of BS 546 |  |  | SH Lab | 85#5F-Gauge room | II | 2019-11-18 | 2020-11-17 | EC JZ | Closed |  | fig3 通规
EC3870 | 11 | gauge of BS 546 |  |  | SH Lab | 85#5F-Gauge room | II | 2019-11-18 | 2020-11-17 | EC JZ | Closed |  | fig3 通规
EC3870 | 12 | gauge of BS 546 |  |  | SH Lab | 85#5F-Gauge room | II | 2019-11-18 | 2020-11-17 | EC JZ | Closed |  | fig3 通规
EC3870 | 13 | gauge of BS 546 |  |  | SH Lab | 85#5F-Gauge room | II | 2019-11-18 | 2020-11-17 | EC JZ | Closed |  | fig3 通规
EC3870 | 14 | gauge of BS 546 |  |  | SH Lab | 85#5F-Gauge room | II | 2019-11-18 | 2020-11-17 | EC JZ | Closed |  | fig4 通规
EC3870 | 15 | gauge of BS 546 |  |  | SH Lab | 85#5F-Gauge room | II | 2019-11-18 | 2020-11-17 | EC JZ | Closed |  | fig4 通规
EC3870 | 16 | gauge of BS 546 |  |  | SH Lab | 85#5F-Gauge room | II | 2019-11-18 | 2020-11-17 | EC JZ | Closed |  | fig4 通规
EC3870 | 17 | gauge of BS 546 |  |  | SH Lab | 85#5F-Gauge room | II | 2019-11-18 | 2020-11-17 | EC JZ | Closed |  | fig4 通规
EC3870 | 18 | gauge of BS 546 |  |  | SH Lab | 85#5F-Gauge room | II | 2019-11-18 | 2020-11-17 | EC JZ | Closed |  | fig5 通规
EC3870 | 19 | gauge of BS 546 |  |  | SH Lab | 85#5F-Gauge room | II | 2019-11-18 | 2020-11-17 | EC JZ | Closed |  | fig5 通规
EC3870 | 2 | gauge of BS 546 |  |  | SH Lab | 85#5F-Gauge room | II | 2020-08-16 | 2021-08-15 | ES AW | Closed |  | 拔出力规
EC3870 | 20 | gauge of BS 546 |  |  | SH Lab | 85#5F-Gauge room | II | 2019-11-18 | 2020-11-17 | EC JZ | Closed |  | fig5 通规
EC3870 | 21 | gauge of BS 546 |  |  | SH Lab | 85#5F-Gauge room | II | 2019-11-18 | 2020-11-17 | EC JZ | Closed |  | fig5 通规
EC3870 | 3 | gauge of BS 546 |  |  | SH Lab | 85#5F-Gauge room | II | 2020-08-16 | 2021-08-15 | ES AW | Closed |  | 拔出力规
EC3870 | 4 | gauge of BS 546 |  |  | SH Lab | 85#5F-Gauge room | II | 2020-08-16 | 2021-08-15 | ES AW | Closed |  | 拔出力规
EC3870 | 5 | gauge of BS 546 |  |  | SH Lab | 85#5F-Gauge room | II | 2020-08-16 | 2021-08-15 | ES AW | Closed |  | 拔出力规
EC3870 | 6 | gauge of BS 546 |  |  | SH Lab | 85#5F-Gauge room | II | 2020-08-16 | 2021-08-15 | ES AW | Closed |  | 拔出力规
EC3870 | 7 | gauge of BS 546 |  |  | SH Lab | 85#5F-Gauge room | II | 2020-08-16 | 2021-08-15 | ES AW | Closed |  | 拔出力规
EC3870 | 8 | gauge of BS 546 |  |  | SH Lab | 85#5F-Gauge room | II | 2020-08-16 | 2021-08-15 | ES AW | Closed |  | 拔出力规
EC3870 | 9 | gauge of BS 546 |  |  | SH Lab | 85#5F-Gauge room | II | 2008-08-16 | — | ES LWF | Disposal | 报废原因,编号生成时多生成一个,实际没有该量规 | 拔出力规
EC3871 | 1 | weight |  |  | XM Lab | Xiamen test lab | II | 2020-06-16 | 2021-06-15 | EC JZ | Closed |  | 砝码
EC3871 | 2 | weight |  |  | XM Lab | Xiamen test lab | II | 2020-06-16 | 2021-06-15 | EC JZ | Closed |  | 砝码
EC3871 | 3 | weight |  |  | XM Lab | Xiamen test lab | II | 2020-06-16 | 2021-06-15 | EC JZ | Closed |  | 砝码
EC3871 | 4 | weight |  |  | XM Lab | Xiamen test lab | II | 2020-06-16 | 2021-06-15 | EC JZ | Closed |  | 砝码
EC3872 |  | Electric Iron Dropping Stand |  |  | XM Lab | Xiamen test lab | III | 2008-08-04 | — | ES JH | Closed |  | 电熨斗跌落测试架
EC3873 |  | Metallic support for electrical iron |  |  | XM Lab | Xiamen test lab | III | 2008-08-04 | — | ES JH | Closed |  | 电熨斗三角支架
EC3874 |  | Load Resistor Box |  |  | XM Lab | Xiamen test lab | III | 2008-07-04 | — | ES JH | Closed |  | 电阻盒
EC3875 |  | Fgure7 |  |  | SH Lab | 86#2F-Power supply test lab | II | 2020-07-07 | 2021-07-06 | EC JZ | Closed |  | 电池标准量规
EC3876 |  | Testing probe |  |  | XM Lab | Xiamen test lab | II | 2020-08-26 | 2021-08-25 | EC JZ | Closed |  | 金属测试指
EC3877 |  | Ambient temperature barrel for test corner |  |  | XM Lab | Xiamen test lab | III | 2008-07-28 | — | ES LWF | Closed |  | 试验角用环境温度测试用小桶
EC3878 |  | Ambient temperature barrel for test corner |  |  | XM Lab | Xiamen test lab | III | 2008-07-28 | — | ES LWF | Closed |  | 试验角用环境温度测试用小桶
EC3879 |  | Ambient temperature barrel for test corner |  |  | XM Lab | Xiamen test lab | III | 2008-07-28 | — | ES LWF | Closed |  | 试验角用环境温度测试用小桶
EC3880 |  | spring hammer |  |  | QD | Qindao test lab | II | 2015-07-18 | — | ES HG | Out of service | 封存 | 冲击锤
EC3881 |  | infrared thermometer | 62 mini | 8010308 | SH Lab | 86#1F-Tools & machinery test lab | I | 2020-09-02 | 2021-09-01 | SIMT | Closed |  | 红外线温度仪
EC3882 |  | Load for rotisseries |  |  | XM Lab | Xiamen test lab | II | 2020-06-16 | 2021-06-15 | EC JZ | Closed |  | 转盘负载
EC3883 |  | Vessel for testing hotplates |  |  | XM Lab | Xiamen test lab | II | 2020-06-16 | 2021-06-15 | EC JZ | Closed |  | 烤盘测试容器
EC3884 |  | push-pull scale | HF-50 | 1961061523476 | XM Lab | Xiamen test lab | I | 2020-06-15 | 2021-06-14 | LISAI | Closed | 使用的最小测试点为2N | 推拉力计
EC3885 | 1 | Data Acquisition Unit | MX100-E-1H | 91H628690/91H628691 | SH Lab | Shibei PV lab | I | 2020-07-15 | 2021-07-14 | JSMI | Closed | software:MXLOGGER IM WX103-02E | 数据采集仪
EC3885 | 10 | Data aquisition unit | MX110-VTD-L30 |  | SH Lab |  | I | 2020-07-15 | 2021-07-14 | JSMI | Closed | 0 | 数据采集仪
EC3885 | 11 | Data aquisition unit | MX125-MKC-M10 |  | SH Lab |  | I | 2020-07-15 | 2021-07-14 | JSMI | Closed | 0 | 数据采集仪
EC3885 | 12 | Data aquisition unit | MX125-MKC-M10 |  | SH Lab |  | I | 2020-07-15 | 2021-07-14 | JSMI | Closed | 0 | 数据采集仪
EC3885 | 13 | Data aquisition unit | MX125-MKC-M10 |  | SH Lab |  | I | 2020-07-15 | 2021-07-14 | JSMI | Closed | 0 | 数据采集仪
EC3885 | 2 | Data aquisition unit | MX100-E-1H |  | SH Lab |  | I | 2020-07-15 | 2021-07-14 | JSMI | Closed | 0 | 数据采集仪
EC3885 | 3 | Data aquisition unit | MX100-E-1H |  | SH Lab |  | I | 2020-07-15 | 2021-07-14 | JSMI | Closed | 0 | 数据采集仪
EC3885 | 4 | Data aquisition unit | MX150-6 |  | SH Lab |  | I | 2020-07-15 | 2021-07-14 | JSMI | Closed | 0 | 数据采集仪
EC3885 | 5 | Data aquisition unit | MX150-6 |  | SH Lab |  | I | 2020-07-15 | 2021-07-14 | JSMI | Closed | 0 | 数据采集仪
EC3885 | 6 | Data aquisition unit | MX150-6 |  | SH Lab |  | I | 2020-07-15 | 2021-07-14 | JSMI | Closed | 0 | 数据采集仪
EC3885 | 7 | Data aquisition unit | MX110-UNV-M10 |  | SH Lab |  | I | 2020-07-15 | 2021-07-14 | JSMI | Closed | 0 | 数据采集仪
EC3885 | 8 | Data aquisition unit | MX110-UNV-M10 |  | SH Lab |  | I | 2020-07-15 | 2021-07-14 | JSMI | Closed | 0 | 数据采集仪
EC3885 | 9 | Data aquisition unit | MX110-VTD-L30 |  | SH Lab |  | I | 2020-07-15 | 2021-07-14 | JSMI | Closed | 0 | 数据采集仪
EC3886 | 1 | Shunt | 20A,75mV |  | SH Lab | Shibei PV lab | II | 2011-08-15 | — | ES JH | Out of service |  | 直流分流器
EC3886 | 10 | Shunt | 20A,75mV |  | SH Lab | Shibei PV lab | II | 2011-08-15 | — | ES JH | Out of service |  | 直流分流器
EC3886 | 11 | Shunt | 20A,75mV |  | SH Lab | Shibei PV lab | II | 2011-08-15 | — | ES JH | Out of service |  | 直流分流器
EC3886 | 12 | Shunt | 20A,75mV |  | SH Lab | Shibei PV lab | II | 2011-08-15 | — | ES JH | Out of service |  | 直流分流器
EC3886 | 13 | Shunt | 20A,75mV |  | SH Lab | Shibei PV lab | II | 2011-08-15 | — | ES JH | Out of service |  | 直流分流器
EC3886 | 14 | Shunt | 20A,75mV |  | SH Lab | Shibei PV lab | II | 2011-08-15 | — | ES JH | Out of service |  | 直流分流器
EC3886 | 15 | Shunt | 20A,75mV |  | SH Lab | Shibei PV lab | II | 2011-08-15 | — | ES JH | Out of service |  | 直流分流器
EC3886 | 16 | Shunt | 20A,75mV |  | SH Lab | Shibei PV lab | II | 2011-08-15 | — | ES JH | Out of service |  | 直流分流器
EC3886 | 17 | Shunt | 20A,75mV |  | SH Lab | Shibei PV lab | II | 2011-08-15 | — | ES JH | Out of service |  | 直流分流器
EC3886 | 18 | Shunt | 20A,75mV |  | SH Lab | Shibei PV lab | II | 2011-08-15 | — | ES JH | Out of service |  | 直流分流器
EC3886 | 19 | Shunt | 20A,75mV |  | SH Lab | Shibei PV lab | II | 2011-08-15 | — | ES JH | Out of service |  | 直流分流器
EC3886 | 2 | Shunt | 20A,75mV |  | SH Lab | Shibei PV lab | II | 2011-08-15 | — | ES JH | Out of service |  | 直流分流器
EC3886 | 20 | Shunt | 20A,75mV |  | SH Lab | Shibei PV lab | II | 2011-08-15 | — | ES JH | Out of service |  | 直流分流器
EC3886 | 21 | Shunt | 20A,75mV |  | SH Lab | Shibei PV lab | II | 2011-08-15 | — | ES JH | Out of service |  | 直流分流器
EC3886 | 22 | Shunt | 20A,75mV |  | SH Lab | Shibei PV lab | II | 2011-08-15 | — | ES JH | Out of service |  | 直流分流器
EC3886 | 23 | Shunt | 20A,75mV |  | SH Lab | Shibei PV lab | II | 2011-08-15 | — | ES JH | Out of service |  | 直流分流器
EC3886 | 24 | Shunt | 20A,75mV |  | SH Lab | Shibei PV lab | II | 2011-08-15 | — | ES JH | Out of service |  | 直流分流器
EC3886 | 25 | Shunt | 20A,75mV |  | SH Lab | Shibei PV lab | II | 2014-08-15 | — | ES LLS | Disposal |  | 直流分流器
EC3886 | 3 | Shunt | 20A,75mV |  | SH Lab | Shibei PV lab | II | 2011-08-15 | — | ES JH | Out of service |  | 直流分流器
EC3886 | 4 | Shunt | 20A,75mV |  | SH Lab | Shibei PV lab | II | 2011-08-15 | — | ES JH | Out of service |  | 直流分流器
EC3886 | 5 | Shunt | 20A,75mV |  | SH Lab | Shibei PV lab | II | 2011-08-15 | — | ES JH | Out of service |  | 直流分流器
EC3886 | 6 | Shunt | 20A,75mV |  | SH Lab | Shibei PV lab | II | 2011-08-15 | — | ES JH | Out of service |  | 直流分流器
EC3886 | 7 | Shunt | 20A,75mV |  | SH Lab | Shibei PV lab | II | 2011-08-15 | — | ES JH | Out of service |  | 直流分流器
EC3886 | 8 | Shunt | 20A,75mV |  | SH Lab | Shibei PV lab | II | 2011-08-15 | — | ES JH | Out of service |  | 直流分流器
EC3886 | 9 | Shunt | 20A,75mV |  | SH Lab | Shibei PV lab | II | 2011-08-15 | — | ES JH | Out of service |  | 直流分流器
EC3887 | 1 | Pyranometer | MS-802 | F08001 | SH Lab | Shibei PV lab | I | 2020-05-29 | 2021-05-28 | SIMT | Closed |  | 辐照度测试仪
EC3887 | 2 | Pyranometer | MS-802 | F08002 | SH Lab | Shibei PV lab | I | 2020-05-29 | 2021-05-28 | SIMT | Closed |  | 辐照度测试仪
EC3888 |  | Aluminum vessel |  |  | XM Lab | Xiamen test lab | II | 2020-06-16 | 2021-06-15 | EC JZ | Closed |  | 铝制容器
EC3889 |  | Pressure sensor with display |  | 80602 | SH Lab | 86#1F-Tools & machinery test lab | I | 2020-07-24 | 2021-07-23 | SIMT | Closed | 配备三通管 | 压力传感器
EC3890 |  | DC analog volt meter | C65, DC,0-12mV-30mV-60mV | 50101 | SH Lab | Shibei PV lab | II | 2011-08-22 | — | ES JH | Out of service | 用于测量10uA | 直流毫伏表
EC3891 |  | DC analog volt meter | C65,DC,0-120mV-300mV-600mV | 70278 | SH Lab | Shibei PV lab | II | 2011-08-22 | — | ES JH | Out of service | 用于测量1mA电流 | 直流毫伏表
EC3892 |  | Bowl |  |  | XM Lab | Xiamen test lab | III | 2008-08-11 | — | ES LWF | Closed | 建议用铝合金材料 | 碗
EC3893 |  | Vessel |  |  | SH Lab | 86#3F-Construction test lab (Ⅱ) | II | 2020-08-10 | 2021-08-09 | ES AW | Closed | d=230 mm. | Vessel
EC3894 |  | Thermometer | 52II | 97230031 | XM Lab | Xiamen test lab | I | 2020-03-18 | 2021-03-17 | XRCTT | Closed |  | 点温计
EC3895 |  | Current Transformer | HL24/2 | 8001 | SH Lab | 85#5F-ACCE & LUM test lab | I | 2014-08-08 | — | SIMT | Out of service |  | 电流互感器
EC3896 |  | Glass thermometer |  | 2-161 | XM Lab | Xiamen test lab | I | 2008-08-22 | — | SIMT | Disposal |  | 玻璃温度计
EC3897 |  | Scratch tester for insulation layer |  |  | XM Lab | Xiamen test lab | II | 2020-06-16 | 2021-06-15 | ES AW | Closed |  | 涂层耐划痕试验机
EC3898 |  | digital caliper |  | 8041395 | QD | Qindao test lab | I | 2020-01-13 | 2021-01-12 | GRGT | Closed |  | 游标卡尺
EC3899 |  | Stop watch | J9-2II | 805 | SH Lab | Shibei PV lab | I | 2020-08-31 | 2021-08-30 | JSMI | Closed |  | 秒表
EC3900 |  | DC current porbe | TCP202 | B043986 | XM Lab | Xiamen test lab | III | 2008-08-04 | — | ES JH | Closed |  | 直流电流探头
EC3901 |  | wooden studs |  |  | SH Lab | 86#4F-Multimedia test lab | III | 2008-08-08 | — | ES LWF | Closed | 各2个 | 硬木块
EC3902 |  | wooden studs |  |  | SH Lab | 86#4F-Multimedia test lab | III | 2008-08-08 | — | ES LWF | Closed | 各2个 | 硬木块
EC3903 |  | strap |  |  | SH Lab | 86#4F-Multimedia test lab | III | 2008-08-08 | — | ES LWF | Closed | 结实的皮带 | 皮带
EC3904 |  | Testing Corner |  |  | SH Lab | 85#5F-ACCE & LUM test lab | III | 2008-08-08 | — | ES LWF | Closed |  | 测试角
EC3905 |  | Testing Corner |  |  | SH Lab | 85#5F-ACCE & LUM test lab | III | 2008-08-08 | — | ES LWF | Closed |  | 测试角
EC3906 |  | Glow-wire tester | 5113 |  | XM Lab | Xiamen test lab | II | 2020-06-16 | 2021-06-15 | ES AW | Closed |  | 灼热丝测试仪
EC3906 | 1 | AC digital current meter | MT4W-AA-41 |  | XM | Xiamen test lab | II | 2020-09-08 | 2021-09-07 | EC JK | Closed | 安装在灼热丝测试仪面板上的 | 数字交流电流表
EC3907 |  | Defibrillation tester |  |  | SH Lab | 51#7F-CM test lab | III | 2008-08-19 | — | ES JH | Closed |  | 防除颤测试仪
EC3908 |  | 深油炸锅工作台面 |  |  | SH Lab | 86#3F-Cooking & HVAC test lab | III | 2008-08-18 | — | ES JH | Closed | 尺寸大小：1米×0.5米 | 深油炸锅工作台面
EC3909 |  | level meter |  |  | SH Lab | 51#7F-PPT test lab | I | 2020-08-27 | 2021-08-26 | JSMI | Closed |  | 水平角度仪
EC3910 |  | Integrating sphere |  |  | SH Lab | 86#2F-TCO test lab | I | 2018-08-06 | 2020-08-05 | NIM | Calibrating |  | 积分球
EC3911 |  | weight | 89N |  | SH Lab | Shibei PV lab | III | 2014-08-27 | — | ES LWF | Closed | weight带有夹紧装置 | 砝码
EC3912 |  | weight |  |  | SH Lab | Shibei PV lab | III | 2014-08-27 | — | ES LLS | Closed | 砝码带夹紧装置 | 砝码
EC3913 |  | Steel Sphere |  |  | XM Lab | Xiamen test lab | II | 2020-06-16 | 2021-06-15 | EC JZ | Closed | 须带内环，以便于系棉线 | 钢球
EC3914 |  | Steel Sphere |  |  | XM Lab | Xiamen test lab | II | 2020-06-16 | 2021-06-15 | EC JZ | Closed | 须带内环，以便于系棉线 | 钢球
EC3915 |  | Steel Sphere |  |  | XM Lab | Xiamen test lab | II | 2020-06-16 | 2021-06-15 | EC JZ | Closed | 须带内环，以便于系棉线 | 钢球
EC3916 |  | Metallic support for electrical iron |  |  | XM Lab | Xiamen test lab | III | 2008-09-02 | — | ES JH | Closed |  | 美标电熨斗底板测试棒
EC3917 |  | Impact hammer |  |  | XM Lab | Xiamen test lab | II | 2015-05-08 | — | EC JK | Disposal |  | 冲击锤
EC3918 |  | Mask |  |  | SH Lab | 51#7F-CM test lab | III | 2008-08-25 | — | ES JH | Closed |  | 遮光板
EC3918 | 1 | Mask |  |  | SH Lab | 51#7F-CM test lab | III | 2008-08-25 | — | ES JH | Closed |  | 遮光板
EC3918 | 2 | Mask |  |  | SH Lab | 86#4F-Multimedia test lab | III | 2008-08-25 | — | ES JH | Closed |  | 遮光板
EC3919 | 2 | Mask |  |  | SH Lab | 51#7F-CM test lab | III | 2008-08-25 | — | ES JH | Closed |  | 遮光板
EC3920 |  | DC digital current meter | 定制 |  | SH Lab | 86#4F-Multimedia test lab | II | 2014-09-11 | — | ES LLS | Disposal | 封存 | 直流电流表
EC3921 |  | Vessel |  |  | SH Lab | 86#3F-Construction test lab (Ⅱ) | II | 2020-08-28 | 2021-08-27 | ES AW | Closed | Material: Copper; | Vessel
EC3922 |  | ac high voltage tester with insulation tester | AN9636H | 89607133 | SH Lab | 86#4F-Multimedia test lab | I | 2020-06-09 | 2021-06-08 | JSMI | Closed |  | 耐压,绝缘电阻仪一体机
EC3923 |  | Lamps aging room |  |  | XM Lab | Xiamen test lab | I | 2013-11-14 | — | XRCTT | Disposal |  | 灯具老化房
EC3924 |  | chain saw kickback equipment |  |  | SH Lab | 86#1F-Tools & machinery test lab | II | 2020-08-15 | 2021-08-14 | EC JK | Closed |  | 链锯反踢设备
EC3925 |  | Load and sand bag |  |  | XM Lab | Xiamen test lab | III | 2010-09-09 | — |  | Closed |  | 沙袋及负重
EC3926 |  | Thermal cycling test chamber | SEWT-Z-120LHS(TC12) | 7010080056 | SH Lab | Shibei PV lab | I | 2019-06-25 | 2020-06-24 | JSMI | Calibrating | 温度 -40度-90度 | 环境试验箱
EC3927 |  | Humidity freeze test chamber | SEWTH-Z-060LHS(HF12) | 7020080150 | SH Lab | Shibei PV lab | I | 2017-08-01 | — | JSMI | Out of service | Temperature -40-90 degree,humidity accurices 2.5%RH (2018.07.31封存) | 环境试验箱
EC3928 |  | Damp heat test chamber | SEWTH-Z-140LHS(DH18) | 7020080151 | SH Lab | Shibei PV lab | I | 2020-04-13 | 2021-04-12 | JSMI | Closed | Temperature 85degree,Humidity 85% | 环境试验箱
EC3929 |  | mechanical shock test apparatus ( figure 8 cl. 9.13.1 of IEC60898) |  |  | SH Lab | 85#5F-ACCE & LUM test lab | II | 2020-09-02 | 2021-09-01 | EC JK | Closed |  | 机械冲击装置(figure 8)
EC3930 |  | Portable vacuum cleaner test Apparatus |  |  | SH Lab | Haining test lab | II | 2019-11-17 | 2020-11-16 | ES AW | Closed |  | 手扶式吸尘器测试设备
EC3931 |  | Cusp micrometer | IP54 | 80592362 | XM Lab | Xiamen test lab | I | 2020-06-15 | 2021-06-14 | LISAI | Closed |  | 尖头千分尺
EC3932 |  | Digital Caliper | 0-200mm | 8041542 | SH Lab | 86#3F-Construction test lab (Ⅱ) | I | 2020-03-06 | 2021-03-05 | JSMI | Closed | For the HA Trip | 数字式游标卡尺
EC3933 |  | Tapeline | HiLock-16 |  | SH Lab | 86#3F-Construction test lab (Ⅱ) | III | 2014-09-16 | — | SQI | Closed | For the HA Trip | 卷尺
EC3934 |  | Vernier Calipers | 0-200mm | 8041363 | SH Lab | 85#5F-ACCE & LUM test lab | I | 2016-11-10 | — | SQI | Out of service |  | 游标卡尺
EC3935 |  | Vernier Calipers | 0-200mm | 8041363 | SH Lab | 85#5F-ACCE & LUM test lab | I | 2020-06-19 | 2021-06-18 | JSMI | Closed |  | 游标卡尺
EC3936 |  | Vernier Calipers | 0-200mm | 8061765 | SH Lab | 85#5F-ACCE & LUM test lab | I | 2020-08-19 | 2021-08-18 | JSMI | Closed |  | 游标卡尺
EC3937 |  | Vernier Calipers | 0-200mm | 8041353 | SH Lab | 85#5F-ACCE & LUM test lab | I | 2008-09-05 | — | SIMT | Out of service |  | 游标卡尺
EC3938 |  | Vernier Calipers | 0-200mm | 8041346 | SH Lab | 85#5F-ACCE & LUM test lab | I | 2019-09-05 | 2020-09-04 | JSMI | Calibrating |  | 游标卡尺
EC3939 |  | Vernier Calipers | 0-200mm | 8060968 | SH Lab | 85#5F-ACCE & LUM test lab | I | 2019-11-07 | 2020-11-06 | JSMI | Closed |  | 游标卡尺
EC3940 |  | Impact hammer |  |  | XM Lab | Xiamen test lab | II | 2015-06-02 | — | ES HG | Disposal |  | 弹性冲击锤
EC3941 |  | Drop tester |  |  | XM Lab | Xiamen test lab | III | 2010-09-08 | — | ES LWF | Closed |  | 跌落测试木板
EC3942 |  | Gauge for lamp holder |  |  | XM Lab | Xiamen test lab | II | 2019-11-21 | 2020-11-20 | EC JZ | Closed |  | 4A-2灯头量规
EC3943 |  | Gauge for lamp holder |  |  | XM Lab | Xiamen test lab | II | 2019-11-21 | 2020-11-20 | EC JZ | Closed |  | 4B-1灯头量规
EC3944 |  | Gauge for lamp holder |  |  | XM Lab | Xiamen test lab | II | 2019-11-21 | 2020-11-20 | EC JZ | Closed |  | 7006-10-8灯头量规
EC3945 |  | Gauge for lamp holder |  |  | XM Lab | Xiamen test lab | II | 2019-11-21 | 2020-11-20 | EC JZ | Closed |  | 7006-11-8灯头量规
EC3946 |  | Gauge for lamp holder |  |  | XM Lab | Xiamen test lab | II | 2019-11-21 | 2020-11-20 | EC JZ | Closed |  | 灯头量规
EC3947 |  | Gauge for lamp holder |  |  | XM Lab | Xiamen test lab | II | 2019-11-21 | 2020-11-20 | EC JZ | Closed |  | G5模拟测试灯头
EC3947 | 1 | Gauge for lamp holder |  |  | XM Lab | Xiamen test lab | II | 2019-11-21 | 2020-11-20 | EC JZ | Closed |  | G5模拟测试灯头
EC3948 |  | Gauge for lamp holder |  |  | XM Lab | Xiamen test lab | II | 2019-11-21 | 2020-11-20 | EC JZ | Closed |  | G13模拟测试灯头
EC3948 | 1 | Gauge for lamp holder |  |  | XM Lab | Xiamen test lab | II | 2019-11-21 | 2020-11-20 | EC JZ | Closed |  | G13模拟测试灯头
EC3950 |  | Gauge for lamp holder |  |  | XM Lab | Xiamen test lab | II | 2019-11-21 | 2020-11-20 | EC JZ | Closed |  | E27灯头量规
EC3951 |  | Gauge for lamp holder |  |  | XM Lab | Xiamen test lab | II | 2019-11-21 | 2020-11-20 | EC JZ | Closed |  | E14灯头量规
EC3952 |  | Gauge for lamp holder |  |  | XM Lab | Xiamen test lab | II | 2019-11-21 | 2020-11-20 | EC JZ | Closed |  | 灯头量规
EC3953 |  | Voltage adjustable box | 5kv |  | SH Lab | 86#3F-Training equipment test lab | III | 2008-09-09 | — | ES JH | Closed |  | 电压调整箱
EC3954 |  | Electronic scales | XK3190-A9 | 8083288 | SH Lab | 51#7F-PPT test lab | I | 2018-09-11 | — | JSMI | Disposal | Additional calibration point: 50kg-70kg-100kg-150kg-200kg-300kg Accuracy:Must be met 0.5 | 电子秤
EC3955 |  | Sieve |  |  | XM Lab | Xiamen test lab | III | 2008-10-10 | — | ES LWF | Closed | 厦门购买 | 筛子
EC3956 |  | Sieve |  |  | XM Lab | Xiamen test lab | III | 2008-10-10 | — | ES LWF | Closed | 厦门购买 | 筛子
EC3957 |  | Digital multimeter | F287 | 95580072 | SH Lab | Shibei PV lab | II | 2019-10-28 | 2020-10-27 | EC JZ | Closed |  | 数字万用表
EC3958 |  | Verifcation of Themocouple |  |  | SH Lab | 51#7F-CM test lab | III | 2009-06-03 | — | ES LWF | Closed | 用于热电偶校准 | 热电偶校准测试
EC3959 |  | Torque screwdriver | N12LTDK | 08D021 | SH Lab | 86#3F-Construction test lab (Ⅱ) | I | 2018-08-23 | — | JSMI | Disposal | For the HA Trip | 扭矩螺丝刀
EC3960 |  | Push-pull scale | FB-20K | 240421 | SH Lab | 86#3F-Construction test lab (Ⅱ) | I | 2020-09-08 | 2021-09-07 | JSMI | Closed |  | 推拉力计
EC3961 |  | Digital power meter | WT210 | 91H928912 | CN FAC | 86#4F-Calibration room | I | 2020-07-08 | 2021-07-07 | JSMI | Closed | 带失真模块,带电脑连接口 WTViewer Version 5.01 | 数字功率表
EC3962 |  | stopwatch | J9-2II |  | QD | Qindao test lab | I | 2020-01-13 | 2021-01-12 | GRGT | Closed |  | 秒表
EC3963 |  | EMF Tester | ELT-400 | M-0178 | QD | Qindao test lab | I | 2020-01-15 | 2021-01-14 | GRGT | Closed |  | EMF 测试仪
EC3964 |  | Vessel for testing hotplates |  |  | XM Lab | Xiamen test lab | II | 2020-06-16 | 2021-06-15 | EC JZ | Closed |  | 烤盘测试容器
EC3965 |  | LCD Monitor | S1701S |  | SH Lab | 86#2F-TCO test lab | III | 2008-09-23 | — | ES JH | Closed |  | 液晶显示器(对比测试备用件)
EC3966 |  | water tank |  |  | SH Lab | Shibei PV lab | III | 2008-09-26 | — | ES JH | Closed |  | 水箱
EC3967 |  | 液晶显示器, 信号转接头(附件部分) | S1701N |  | SH Lab | 86#2F-TCO test lab | III | 2008-09-25 | — | ES JH | Closed |  | LCD Monitor
EC3968 |  | 50 MM Diameter Steel Ball |  |  | SH Lab | 86#3F-Home appliance test lab | II | 2020-09-28 | 2021-09-27 | ES AW | Closed | For the HA Trip | 50毫米钢球
EC3969 |  | Probe for impeller of portable appliances |  |  | SH Lab | 86#3F-Construction test lab (Ⅱ) | II | 2020-09-28 | 2021-09-27 | ES AW | Closed | For the HA Trip | 试验指
EC3970 |  | Test Probe |  |  | SH Lab | 86#3F-Construction test lab (Ⅱ) | II | 2020-09-28 | 2021-09-27 | ES AW | Closed | For the HA Trip | 试验指
EC3971 |  | Test Probe |  |  | SH Lab | 86#3F-Construction test lab (Ⅱ) | II | 2020-09-28 | 2021-09-27 | ES AW | Closed | For the HA Trip | 试验指
EC3972 |  | Data acquisition/switch unit | 34970A | MY44039376 | QD | Qindao test lab | II | 2016-07-10 | — | ES HG | Disposal | Agilent BenchLink Data Logger 3版本4.2.00 | 数据采集仪
EC3972 | 1 | Module for data acquisition/switch unit | 34901A | MY41094371 | QD | Qindao test lab | III | 2008-09-26 | — | ES JH | Closed |  | 数据采集仪模块
EC3972 | 2 | Module for data acquisition/switch unit | 34901A | MY41094362 | QD | Qindao test lab | III | 2008-09-26 | — | ES JH | Closed |  | 数据采集仪模块
EC3973 |  | Accessibility Probe |  |  | SH Lab | 86#3F-Construction test lab (Ⅱ) | II | 2020-09-28 | 2021-09-27 | ES AW | Closed | For the HA Trip | 试验指
EC3974 |  | Comb Generator | CG-515 | 291164 | SH Lab | 86#6F-SAC-Semi anechoic chamber test lab | I | 2020-01-02 | 2021-01-01 | CEPREI | Closed |  | 梳状源
EC3975 |  | Torque Screwdriver | GNQZ-6 | 81001 | XM Lab | Xiamen test lab | I | 2020-06-15 | 2021-06-14 | LISAI | Closed | 替换原设备. | 指针式扭矩起子
EC3976 |  | Water Phantom |  |  | SH Lab | 51#7F-CM test lab | III | 2008-10-08 | — | ES JH | Closed |  | 水膜
EC3977 |  | Spectrometer | HR4000 |  | SH Lab | Shibei PV lab | I | 2009-06-23 | — | NIM | Disposal | Typically 2 ranges and fiber connections Filter required,Minimum internal stray light, software version: spectrosuit | 光谱仪
EC3978 | 1 | DC constant current source | 100v,1A |  | SH Lab | Shibei PV lab | II | 2015-08-15 | — | ES CZ | Disposal |  | 直流电源
EC3978 | 10 | DC constant current source | DY-100V 1A |  | SH Lab | Shibei PV lab | II | 2014-08-15 | — | ES LLS | Disposal |  | 直流电源
EC3978 | 11 | DC constant current source | DY-100V 1A |  | SH Lab | Shibei PV lab | II | 2015-08-15 | — | ES CZ | Disposal |  | 直流电源
EC3978 | 12 | DC constant current source | DY-100V 1A |  | SH Lab | Shibei PV lab | II | 2015-08-15 | — | ES CZ | Disposal |  | 直流电源
EC3978 | 13 | DC constant current source | DY-100V 15A |  | SH Lab | Shibei PV lab | II | 2012-08-15 | — | ES AW | Out of service | 考虑采用三相交流电源加整流桥的方式替代 | 直流电源
EC3978 | 14 | DC constant current source | DY-100V 15A |  | SH Lab | Shibei PV lab | II | 2012-08-15 | — | ES AW | Out of service | 考虑采用三相交流电源加整流桥的方式替代 | 直流电源
EC3978 | 15 | DC constant current source | DY-100V 15A |  | SH Lab | Shibei PV lab | II | 2012-08-15 | — | ES AW | Out of service | 考虑采用三相交流电源加整流桥的方式替代 | 直流电源
EC3978 | 16 | DC constant current source | DY-100V 15A |  | SH Lab | Shibei PV lab | II | 2012-08-15 | — | ES AW | Out of service | 考虑采用三相交流电源加整流桥的方式替代 | 直流电源
EC3978 | 17 | DC constant current source | DY-100V 15A |  | SH Lab | Shibei PV lab | II | 2012-08-15 | — | ES AW | Out of service | 考虑采用三相交流电源加整流桥的方式替代 | 直流电源
EC3978 | 18 | DC constant current source | DY-100V 15A |  | SH Lab | Shibei PV lab | II | 2012-08-15 | — | ES AW | Out of service | 考虑采用三相交流电源加整流桥的方式替代 | 直流电源
EC3978 | 19 | DC constant current source | DY-100V 15A |  | SH Lab | Shibei PV lab | II | 2012-08-15 | — | ES AW | Out of service | 考虑采用三相交流电源加整流桥的方式替代 | 直流电源
EC3978 | 2 | DC constant current source | 100v,1A |  | SH Lab | Shibei PV lab | II | 2015-08-15 | — | ES CZ | Disposal |  | 直流电源
EC3978 | 20 | DC constant current source | DY-100V 15A |  | SH Lab | Shibei PV lab | II | 2012-08-15 | — | ES AW | Out of service | 考虑采用三相交流电源加整流桥的方式替代 | 直流电源
EC3978 | 21 | DC constant current source | DY-100V 15A |  | SH Lab | Shibei PV lab | II | 2012-08-15 | — | ES AW | Out of service | 考虑采用三相交流电源加整流桥的方式替代 | 直流电源
EC3978 | 22 | DC constant current source | DY-100V 15A |  | SH Lab | Shibei PV lab | II | 2012-08-15 | — | ES AW | Out of service | 考虑采用三相交流电源加整流桥的方式替代 | 直流电源
EC3978 | 23 | DC constant current source | DY-100V 15A |  | SH Lab | Shibei PV lab | II | 2012-08-15 | — | ES AW | Out of service | 考虑采用三相交流电源加整流桥的方式替代 | 直流电源
EC3978 | 24 | DC constant current source | DY-100V 15A |  | SH Lab | Shibei PV lab | II | 2012-08-15 | — | ES AW | Out of service | 考虑采用三相交流电源加整流桥的方式替代 | 直流电源
EC3978 | 3 | DC constant current source | 100v,1A |  | SH Lab | Shibei PV lab | II | 2015-08-15 | — | ES CZ | Disposal |  | 直流电源
EC3978 | 4 | DC constant current source | 100v,1A |  | SH Lab | Shibei PV lab | II | 2015-08-15 | — | ES CZ | Disposal |  | 直流电源
EC3978 | 5 | DC constant current source | 100v,1A |  | SH Lab | Shibei PV lab | II | 2015-08-15 | — | ES CZ | Disposal |  | 直流电源
EC3978 | 6 | DC constant current source | DY-100V 1A |  | SH Lab | Shibei PV lab | II | 2015-08-15 | — | ES CZ | Disposal |  | 直流电源
EC3978 | 7 | DC constant current source | DY-100V 1A |  | SH Lab | Shibei PV lab | II | 2014-08-15 | — | ES LLS | Disposal |  | 直流电源
EC3978 | 8 | DC constant current source | DY-100V 1A |  | SH Lab | Shibei PV lab | II | 2014-08-15 | — | ES LLS | Disposal |  | 直流电源
EC3978 | 9 | DC constant current source | DY-100V 1A |  | SH Lab | Shibei PV lab | II | 2014-08-15 | — | ES LLS | Disposal |  | 直流电源
EC3979 |  | 20*20cm test surface |  |  | SH Lab | 51#7F-CM test lab | III | 2008-09-14 | — | ES JH | Closed |  | 20*20cm 测试板
EC3980 |  | 0.1m2 test surface |  |  | SH Lab | 51#7F-CM test lab | III | 2008-09-14 | — | ES LWF | Closed |  | 0.1平米 测试板
EC3981 |  | threshold |  |  | SH Lab | 51#7F-CM test lab | III | 2008-09-14 | — | ES LWF | Closed |  | 门槛
EC3982 |  | AC ground resistance tester | 7314 | 1360409 | SH Lab | 51#7F-PPT test lab | I | 2020-02-26 | 2021-02-25 | JSMI | Closed | EXTECH(华仪) 7314 | 交流接地电阻测试仪
EC3983 |  | Vernier goniometer | 0-360游标万能角度尺 | 4-8020299 | CN FAC | 86#4F-Calibration room | I | 2019-10-08 | 2020-10-07 | JSMI | Calibrating |  | 游标万能角度尺
EC3984 |  | DC linear power source | DY-1500V 1A | DP0808032 | SH Lab | Shibei PV lab | I | 2019-09-04 | 2020-09-03 | SIMT | Calibrating | 自购买后未使用过，暂时封存不计量。 | 直流电源
EC3985 |  | DC constant current source | DY-150V 40A |  | SH Lab | Shibei PV lab | II | 2012-08-15 | — | ES AW | Out of service |  | 直流电源
EC3986 |  | Digital Caliper | 0-200mm | 8080894 | SH Lab | 85#5F-ACCE & LUM test lab | I | 2019-11-18 | 2020-11-17 | JSMI | Closed |  | 电子数显卡尺
EC3987 |  | Digital Caliper | 0-200mm | 8080815 | SH Lab | 85#5F-ACCE & LUM test lab | I | 2016-10-25 | — | MFG | Disposal |  | 电子数显卡尺
EC3988 |  | Digital Caliper | 0-200mm | 8080239 | SH Lab | 85#5F-ACCE & LUM test lab | I | 2014-10-27 | — | SQI | Out of service |  | 电子数显卡尺
EC3989 |  | Digital Caliper | 0-200mm | 8080869 | SH Lab | 85#5F-ACCE & LUM test lab | I | 2011-10-12 | — | SIMT | Out of service |  | 电子数显卡尺
EC3990 |  | Digital Caliper | 0-200mm | 8080863 | SH Lab | 85#5F-ACCE & LUM test lab | I | 2019-11-07 | 2020-11-06 | JSMI | Closed |  | 电子数显卡尺
EC3991 |  | Digital Caliper | 0-200mm | 8080852 | SH Lab | 85#5F-ACCE & LUM test lab | I | 2019-11-07 | 2020-11-06 | JSMI | Closed | 2020-8-20kent 拿走可以使用 | 电子数显卡尺
EC3992 |  | French gauges |  |  | SH Lab | 85#5F-Gauge room | II | 2020-01-20 | 2021-01-19 | EC JK | Closed |  | 法式量规
EC3993 |  | French gauges |  |  | SH Lab | 85#5F-Gauge room | II | 2020-01-20 | 2021-01-19 | EC JK | Closed |  | 法式量规
EC3994 |  | French gauges |  |  | SH Lab | 85#5F-Gauge room | II | 2020-01-20 | 2021-01-19 | EC JK | Closed |  | 法式量规
EC3995 |  | French gauges |  |  | SH Lab | 85#5F-Gauge room | II | 2020-01-20 | 2021-01-19 | EC JK | Closed |  | 法式量规
EC3996 |  | Test porbe (IP1X) |  |  | XM Lab | Xiamen test lab | II | 2019-10-27 | 2020-10-26 | EC JZ | Closed | 手柄处加工, 方便推拉计的配合使用 | 测试指(IP1X)
EC3997 |  | Cylindrical Rod |  |  | XM Lab | Xiamen test lab | II | 2020-06-16 | 2021-06-15 | EC JZ | Closed |  | 测试棒
EC3998 |  | Cylindrical Rod |  |  | XM Lab | Xiamen test lab | II | 2020-06-16 | 2021-06-15 | EC JZ | Closed |  | 测试棒
EC3999 |  | Cylindrical Rod |  |  | XM Lab | Xiamen test lab | II | 2020-06-16 | 2021-06-15 | EC JZ | Closed |  | 测试棒
EC4000 |  | Cylindrical Rod |  |  | XM Lab | Xiamen test lab | II | 2020-06-16 | 2021-06-15 | EC JZ | Closed |  | 测试棒
EC4001 |  | Cylindrical Rod |  |  | XM Lab | Xiamen test lab | II | 2020-06-16 | 2021-06-15 | EC JZ | Closed |  | 测试棒
EC4002 |  | Cylindrical Rod |  |  | XM Lab | Xiamen test lab | II | 2020-06-16 | 2021-06-15 | EC JZ | Closed |  | 测试棒
EC4003 |  | Cylindrical Rod |  |  | XM Lab | Xiamen test lab | II | 2020-06-16 | 2021-06-15 | EC JZ | Closed |  | 测试棒
EC4004 |  | Cylindrical Rod |  |  | XM Lab | Xiamen test lab | II | 2020-06-16 | 2021-06-15 | EC JZ | Closed |  | 测试棒
EC4005 |  | Cylindrical Rod |  |  | XM Lab | Xiamen test lab | II | 2020-06-16 | 2021-06-15 | EC JZ | Closed |  | 测试棒
EC4006 |  | infrared camera | Ti10 | Ti10-08090646 | SH Lab | Shibei PV lab | I | 2020-01-17 | 2021-01-16 | SIMT | Closed |  | 红外热像仪
EC4007 |  | digital scale |  | T1665 | QD | Qindao test lab | I | 2020-01-07 | 2021-01-06 | JSMI | Closed |  | 电子秤
EC4008 |  | Data acquisition/switch unit | 34970A | MY44039380 | SH Lab | 86#3F-Construction test lab (Ⅱ) | II | 2019-10-28 | 2020-10-27 | ES AW | Closed | Agilent BenchLink Data Logger 3版本4.2.00 | 数据采集仪
EC4008 | 1 | Module for data acquisition/switch unit | 34901A | MY41094446 | SH Lab | 86#3F-Construction test lab (Ⅱ) | III | 2008-10-30 | — | ES JH | Closed |  | 数据采集仪模块
EC4008 | 2 | Module for data acquisition/switch unit | 34901A | MY41094450 | SH Lab | 86#3F-Construction test lab (Ⅱ) | III | 2008-10-30 | — | ES JH | Closed |  | 数据采集仪模块
EC4009 |  | Multimeter | F289 | 97470029 | SH Lab | 86#3F-Home appliance test lab | II | 2019-11-03 | 2020-11-02 | EC JZ | Closed |  | 数字式万用表
EC4010 |  | wind direction meter | 405-v1 | 124762 | SH Lab | 86#1F-Water-proof test lab | I | 2016-05-09 | — | SIMT | Disposal |  | 风速仪
EC4011 |  | Digital Caliper | 0-200mm | 412331 | SH Lab | 85#5F-ACCE & LUM test lab | I | 2018-04-13 | — | JSMI | Out of service | 未找到 | 电子数显卡尺
EC4012 |  | Digital Caliper | 0-200mm | 412325 | SH Lab |  | I | 2007-10-25 | — | SIMT | Out of service |  | 电子数显卡尺
EC4013 |  | trasformer | 5KVA sp |  | SH Lab | 51#7F-PPT test lab | III | 2008-10-30 | — | ES JH | Closed |  | 调压器
EC4014 |  | ice ball shooter system | 定制 |  | SH Lab | Shibei PV lab | I | 2019-10-08 | 2020-10-07 | SETRI | Calibrating | 可调压力的发射枪, 瞄准器, 安装支架 | 冰球发射系统
EC4015 |  | Push pin |  |  | SH Lab | Shibei PV lab | I | 2019-10-08 | 2020-10-07 | SETRI | Calibrating |  | 推针
EC4015 | 1 | Push pin |  |  | SH Lab | Shibei PV lab | I | 2019-10-08 | 2020-10-07 | SETRI | Calibrating |  | 推针
EC4015 | 2 | Push pin |  |  | SH Lab | Shibei PV lab | I | 2019-10-08 | 2020-10-07 | SETRI | Calibrating |  | 推针
EC4015 | 3 | terminal box knockout device |  |  | SH Lab | Shibei PV lab | I | 2019-10-08 | 2020-10-07 | SETRI | Calibrating |  | 接线盒敲落空试验设备
EC4016 |  | Digital Scale | UX2200h | D446610715 | CN FAC | 86#4F-Calibration room | I | 2019-11-14 | 2020-11-13 | JSMI | Closed |  | 电子秤
EC4017 |  | temperature sensor | 52II | 97370300 | SH Lab | Shibei PV lab | II | 2012-11-14 | — | ES AW | Disposal |  | 点温计
EC4018 |  | Bypass diode thermal test device | IEC 61215 10.2 |  | SH Lab | Shibei PV lab | III | 2008-11-16 | — | ES JH | Closed |  | 旁路二极管测试装置
EC4019 |  | stopwatch | J9-2II | 807 | SH Lab | 51#7F-PPT test lab | I | 2019-11-07 | 2020-11-06 | JSMI | Closed | measure 1min 1h 24h | 秒表
EC4020 |  | Digital caliper | 0-200mm | 308100419 | SH Lab | Shibei PV lab | I | 2019-01-09 | — | JSMI | Disposal |  | 游标卡尺
EC4021 |  | 3 phase power meter | 8903F | 890808043 | QD | Qindao test lab | I | 2020-01-07 | 2021-01-06 | JSMI | Closed |  | 三相功率计
EC4022 |  | Thermometer | 52II | 97470016 | SH ACCE | 85#5F-ACCE & LUM test lab | II | 2019-11-14 | 2020-11-13 | ES AW | Closed |  | 点温计
EC4023 |  | collector | 自制 |  | SH Lab | Shibei PV lab | III | 2008-11-11 | — | ES JH | Disposal |  | IV曲线采集器
EC4024 |  | AC/DC Electrical parameters measuring instrument | 8716C | 870712174 | SH Lab | 51#7F-PPT test lab | II | 2019-10-28 | 2020-10-27 | EC JK | Closed | 青智QingZhi 8716C | 交直数字电参数仪
EC4025 |  | conduit bending test device |  |  | SH Lab | Shibei PV lab | II | 2019-10-08 | 2020-10-07 | SETRI | Closed | Pulley 10 cm diameter aproximately, load accordance table 10 | 导管弯曲试验设备
EC4026 |  | Test probe for measuring surface temperature |  |  | QD | Qindao test lab | II | 2020-05-16 | 2021-05-15 | EC JZ | Closed |  | 表面温度试验指
EC4027 |  | Audio Analyser | UP300 | 100155 | SH Lab | 86#4F-EMC test lab | I | 2019-09-25 | 2020-09-24 | SQI | Calibrating | Weighting filters: A weighting, C message, CCITT, CCIR unweighted, CCIR 1k weighted, CCIR 2k weighted, deemphasis 50/15, 50, 75, J.17, IEC/IEEE tuner) | 音频分析仪
EC4028 |  | Multimeter | F287 | 96620140 | QD | Qindao test lab | II | 2020-05-17 | 2021-05-16 | EC JZ | Closed |  | 万用表
EC4029 |  | Power Analyzer | 43B | DM9570020 | SH Lab | 85#5F-ACCE & LUM test lab | I | 2020-01-13 | 2021-01-12 | SIMT | Closed |  | 功率分析仪
EC4030 |  | AC frequency converter | AFC-31020T | F308100121 | SH Lab | 85#5F-ACCE & LUM test lab | III | 2008-11-28 | — | ES JH | Disposal |  | 交流变频电源
EC4031 |  | Bar of Iron |  |  | XM Lab | Xiamen test lab | III | 2008-11-28 | — | ES JH | Closed |  | 测试棒
EC4032 |  | Freezer , freeze storage for ice ball | KK26U69 | na | SH Lab | Shibei PV lab | I | 2020-03-18 | 2021-03-17 | JSMI | Closed | 一个冷冻，一个冷藏 | 冰球冷冻冷藏箱
EC4033 |  | oscillograph | TDS3014C | C011501 | SH Lab | Shibei PV lab | I | 2020-05-27 | 2021-05-26 | JSMI | Closed | 需另配电流探头 | 示波器
EC4034 |  | er |  |  | SH Lab | Shibei PV lab | III | 2008-12-02 | — | ES JH | Disposal | null | null
EC4035 |  | Multimeter | F287 | 97270215 | SH Lab | 86#4F-Multimedia test lab | II | 2019-12-05 | 2020-12-04 | EC JZ | Closed |  | 万用表
EC4036 |  | Funnel |  |  | XM Lab | Xiamen test lab | II | 2020-06-16 | 2021-06-15 | EC JZ | Closed |  | 漏斗
EC4037 |  | partial discharge tester | JF-2001 |  | SH Lab | Shibei PV lab | I | 2015-12-02 | — | STIEA | Out of service | 封存 2016.12.5 according to C.2.1 and Clause D.1 of IEC 60664-11 模拟式局放仪,校正脉冲发生器,电容分压式阻抗,无局放变压器,无局放藕合电容器,手动升压控制箱,隔离滤波器,高压限流电阻,双屏蔽隔离变压器,试品夹具 | 局放试验仪
EC4037 | 1 | Unequal electrodes | JF-2001 |  | SH Lab | Shibei PV lab | III | 2010-05-25 | — | ES JH | Closed | according to C.2.1 and Clause D.1 of IEC 60664-11 模拟式局放仪,校正脉冲发生器,电容分压式阻抗,无局放变压器,无局放藕合电容器,手动升压控制箱,隔离滤波器,高压限流电阻,双屏蔽隔离变压器,试品夹具 | 不等电极
EC4038 |  | Mechnical load test suporting frame |  |  | SH Lab | Shibei PV lab | I | 2020-08-04 | 2021-08-03 | JSMI | Closed | 角度和尺寸可调，考虑到未来光付组件大小变化。数量可能会比较多，先做一个。 | 机械过载试验支架
EC4038 | 1 | Baroceptor |  |  | SH Lab | Shibei PV lab | I | 2020-08-04 | 2021-08-03 | JSMI | Closed |  | 气压传感器
EC4038 | 2 | Baroceptor |  |  | SH Lab | Shibei PV lab | I | 2020-08-04 | 2021-08-03 | JSMI | Closed |  | 气压传感器
EC4038 | 3 | Mechnical load test suporting frame |  |  | SH Lab | Shibei PV lab | II | 2008-12-26 | — | ES LWF | Disposal | 角度和尺寸可调，考虑到未来光付组件大小变化。数量可能会比较多，先做一个。 | 时间继电器
EC4038 | 4 | time relay |  |  | SH Lab | Shibei PV lab | II | 2008-12-26 | — | ES LWF | Disposal | 角度和尺寸可调，考虑到未来光付组件大小变化。数量可能会比较多，先做一个。 | 时间继电器
EC4039 |  | Impactor test |  |  | SH Lab | Shibei PV lab | I | 2019-10-08 | 2020-10-07 | SETRI | Calibrating |  | 冲击试验
EC4039 | 1 | Steel Rule |  |  | SH Lab | Shibei PV lab | III | 2014-12-24 | — | SIMT | Closed | 2015.06.22 | 钢直尺
EC4039 | 2 | Steel Rule |  |  | SH Lab | Shibei PV lab | III | 2014-12-24 | — | SIMT | Closed | 2015.06.22 | 钢直尺
EC4039 | 3 | gauge |  |  | SH Lab | Shibei PV lab | I | 2019-10-08 | 2020-10-07 | SETRI | Calibrating |  | 量规
EC4040 |  | UV chamber |  |  | SH Lab | Shibei PV lab | I | 2017-10-13 | — | SIMT | Out of service | cover 2X1.5m module 封存 | 紫外老化试验箱
EC4041 |  | insualtion tester | PC40B | E10117 | SH Lab | 51#7F-PPT test lab | I | 2020-01-09 | 2021-01-08 | SIMT | Closed | (安标AB) PC40B | 绝缘电阻/高阻测试仪
EC4042 |  | AC high voltage tester | ZHZ8D-1kVA | N40145 | SH Lab | 51#7F-PPT test lab | I | 2020-03-18 | 2021-03-17 | JSMI | Closed | (安标AB) ZHZ8D | 交直流耐压测试仪
EC4042 |  | Notch filter | NF2425 | 7 | ICT | 86#4F-EMC test lab | I | 2020-05-14 | 2021-05-13 | MFG | Closed |  | 陷波器
EC4043 |  | load cabinet | 230v,20A |  | SH Lab | 85#5F-ACCE & LUM test lab | III | 2008-12-10 | — | ES JH | Closed | 见附件 | 负载组
EC4044 |  | Measure device for iron steaming operation |  |  | SH Lab | 51#7F-PPT test lab | III | 2009-07-16 | — | ES LWF | Closed |  | 蒸汽熨斗测试架
EC4045 | 1 | steady solar simulator | appllo ss2515 |  | SH Lab | Shibei PV lab | I | 2019-11-12 | 2020-11-11 | NIM | Closed |  | 稳态模拟器
EC4045 | 2 | IV Tracer |  |  | SH Lab | Shibei PV lab | I | 2019-11-12 | 2020-11-11 | NIM | Closed |  | IV曲线记录仪
EC4045 | 3 | Reference Cell |  |  | SH Lab | Shibei PV lab | I | 2016-08-15 | — | NIM | Out of service | 封存 2017.7.27 | 参考电池
EC4045 | 4 | Reference cell |  |  | SH Lab | Shibei PV lab | III | 2009-04-09 | — | ES JH | Cancel |  | 参考电池
EC4045 | 5 | PT100 for steady simulator |  |  | SH Lab | Shibei PV lab | I | 2020-03-18 | 2021-03-17 | JSMI | Closed |  | 稳态模拟器温度采集系统
EC4046 |  | leakage current test apparatus (6.5 of UL943) |  |  | SH Lab | 85#5F-ACCE & LUM test lab | III | 2009-05-21 | — | ES JH | Closed |  | 泄露电流测试装置
EC4047 |  | Grounded neutral test apparatus(6.7.4.1 of UL943) |  |  | SH Lab | 85#5F-ACCE & LUM test lab | III | 2009-05-21 | — | ES JH | Closed |  | 接地N级测试装置
EC4047 | 1 | Grounded neutral test apparatus(6.7.4.1 of UL943) | 0.8ohm 400w |  | SH Lab | 85#5F-ACCE & LUM test lab | III | 2009-02-23 | — | ES JH | Closed |  | 接地N级测试装置
EC4047 | 2 | Grounded neutral test apparatus(6.7.4.1 of UL943) | 0.8ohm 400w |  | SH Lab | 85#5F-ACCE & LUM test lab | III | 2009-02-23 | — | ES JH | Closed |  | 接地N级测试装置
EC4047 | 3 | Grounded neutral test apparatus(6.7.4.1 of UL943) | 200w 0.4ohm |  | SH Lab | 85#5F-ACCE & LUM test lab | III | 2009-02-23 | — | ES JH | Closed |  | 接地N级测试装置
EC4048 |  | resistance to false tripping test apparatus (6.8 of UL943) |  |  | SH Lab | 85#5F-ACCE & LUM test lab | III | 2009-05-21 | — | ES JH | Closed |  | 误脱扣试验装置
EC4049 |  | push－pull tester | HF-50 | 65073897 | SH Lab | Shibei PV lab | I | 2020-03-12 | 2021-03-11 | JSMI | Closed | 附带量测角度功能（30°，45°，90°） | 推拉力计
EC4050 |  | High Voltage Probe | P6015A |  | XM Lab | Xiamen test lab | I | 2020-07-08 | 2021-07-07 | LISAI | Closed |  | 高压探头
EC4051 |  | UVA,UVB | GZ-UV |  | SH Lab | Shibei PV lab | III | 2008-12-20 | — | ES JH | Disposal |  | 紫外光谱仪
EC4052 |  | equipment tracer | L-3000 |  | SH Lab | Shibei PV lab | III | 2008-12-20 | — | ES JH | Closed |  | 设备监督软件
EC4053 |  | Environment meter | JZ1-2B | 804136 | SH Lab | Shibei PV lab | I | 2018-03-29 | — | JSMI | Out of service | （封存） | 温湿度表
EC4054 |  | Environment meter | JZ1-2B | 804085 | SH Lab | Shibei PV lab | I | 2015-07-13 | — | JSMI | Disposal |  | 温湿度表
EC4055 |  | Open cell polyether |  |  | SH Lab | 86#3F-Home appliance test lab | III | 2007-07-07 | — | ES LWF | Cancel | 按照标准要求进行计量 | 海绵
EC4056 | 1 | abnormal overvoltage test apparatus(6.17 of UL943) | 96ohm*3 |  | SH Lab | 85#5F-ACCE & LUM test lab | III | 2008-12-25 | — | ES JH | Closed |  | 非正常过压试验装置
EC4056 | 2 | abnormal overvoltage test apparatus(6.17 of UL943) | 960ohm*4 |  | SH Lab | 85#5F-ACCE & LUM test lab | III | 2008-12-25 | — | ES JH | Closed |  | 非正常过压试验装置
EC4056 | 3 | abnormal overvoltage test apparatus(6.17 of UL943) | 0-500v |  | SH Lab | 85#5F-ACCE & LUM test lab | III | 2008-12-25 | — | ES JH | Disposal |  | 非正常过压试验装置
EC4057 |  | UVB sensor | UV-B | 81546 | SH Lab | Shibei PV lab | I | 2009-01-20 | — | SIMT | Disposal |  | 紫外照度仪
EC4058 |  | circinal plane |  |  | SH Lab | 86#4F-Multimedia test lab | II | 2019-12-28 | 2020-12-27 | ES AW | Closed | for 60601 test | 圆盘
EC4058 | 1 | circinal plane | 直径30MM |  | SH Lab | 51#7F-CM test lab | III | 2014-06-13 | — | ES LLS | Closed | for 60601 test | 圆盘
EC4058 | 2 | 砝码 | 1350N |  | SH Lab | 51#7F-CM test lab | III | 2014-06-13 | — | ES LLS | Closed | for 60601 test | 砝码
EC4059 |  | UVAsensor | UV-A | 82187 | SH Lab | Shibei PV lab | I | 2009-12-16 | — | SIMT | Disposal |  | 紫外照度仪
EC4060 |  | reference plate for noct |  |  | SH Lab | Shibei PV lab | III | 2008-12-22 | — | ES JH | Disposal |  | 参考平板及支架
EC4061 | 1 | rulers | 5M |  | SH Lab | Shibei PV lab | III | 2015-01-09 | — | SQI | Closed | 2015.06.22 | 尺
EC4061 | 2 | rulers | 5M |  | SH Lab | Shibei PV lab | III | 2015-01-09 | — | SQI | Closed | 2015.06.22 | 尺
EC4061 | 3 | rulers | 1m |  | SH Lab | Shibei PV lab | III | 2015-01-13 | — | SIMT | Closed | 2015.06.22 | 尺
EC4062 |  | resistance | 50k |  | SH Lab | 86#4F-Multimedia test lab | II | 2019-12-22 | 2020-12-21 | ES AW | Closed |  | 电阻
EC4063 |  | patinent circuit network | fig 107 |  | SH Lab | 86#2F-MD test lab | I | 2019-12-22 | 2020-12-21 | SIMT | Closed | 新标准 | 网络盒
EC4064 |  | oscilloscope(with 1:100 probe) | DPO4034 | C020501 | SH Lab | 86#2F-Power supply test lab | I | 2020-03-03 | 2021-03-02 | JSMI | Closed |  | 示波器（带1：100探头）
EC4065 |  | AC Digital power meter | PPA2530 | 262 | SH Lab | 86#2F-Power supply test lab | I | 2014-12-15 | — | SIMT | Out of service | 2015-4-22 封存，恢复使用需要计量 | 功率分析仪
EC4066 |  | Pink noise generator | DM8899 | 80127 | SH Lab | 86#4F-Multimedia test lab | I | 2020-03-05 | 2021-03-04 | JSMI | Closed |  | 粉红噪声发生器
EC4067 |  | Draft free box for hot spot test |  | NM001470/NL002581 | SH Lab | Shibei PV lab | III | 2008-12-24 | — | STIEA | Repairing | consided with class C solar simulator | 热斑实验箱
EC4067 | 1 | Draft free box for hot spot test |  |  | SH Lab | Shibei PV lab | I | 2011-01-12 | — | STIEA | Out of service | consided with class C solar simulator | 热斑实验箱(温控表)
EC4067 | 2 | AC frequency converter | ANFC030S-S |  | PV | Shibei PV lab | I | 2020-01-08 | 2021-01-07 | SQI | Closed |  | 交流变频电源（三相输入单相输出）
EC4068 |  | Data acquisition/switch unit | 34970A | my44040016 | SH Lab | Shibei PV lab | II | 2020-03-05 | 2021-03-04 | ES AW | Closed | Agilent BenchLink Data Logger 3版本4.2.00 | 数据采集仪
EC4068 | 1 | Module for data acquisition/switch unit | 34901A | MY41100717 | SH Lab | Shibei PV lab | III | 2009-02-27 | — | ES JH | Closed |  | 数据采集仪模板
EC4068 | 2 | Module for data acquisition/switch unit | 34901A | MY41100708 | SH Lab | Shibei PV lab | III | 2009-02-27 | — | ES JH | Closed |  | 数据采集仪模板
EC4069 |  | angle meter | Mini | 81219 | SH Lab | Shibei PV lab | I | 2019-01-09 | — | JSMI | Out of service |  | 角度仪
EC4070 |  | thermal stability tester | 380v,3kVA |  | ACCE | 86#1F-General test lab | II | 2020-06-04 | 2021-06-03 | EC JK | Closed | 第一次维修编号EC4070(WX1) | 热稳定性试验仪
EC4070 | 1 | thermal stability tester | 380v,3kVA |  | ACCE | 85#5F-B5F Power distribution room | I | 2014-03-24 | — | SIMT | Cancel | 该编号取消 | 热稳定性试验仪
EC4071 |  | surge generator | GIC5-20 |  | ACCE | 86#1F-General test lab | I | 2019-04-03 | — | SIMT | Disposal | 带PC接口，带去耦网络。第一次维修编号EC4071(WX1) | 冲击发生器
EC4071 | 1 | surge generator | GIC5-20 |  | ACCE | 85#5F-ACCE & LUM test lab | I | 2013-12-19 | — | SIMT | Cancel | 该设备编号取消 | 冲击发生器
EC4072 |  | Ice ball mould |  |  | SH Lab | Shibei PV lab | II | 2019-10-08 | 2020-10-07 | SETRI | Closed |  | 冰球夹具
EC4073 |  | battery impact test equipment |  | 8122199 | SH Lab | 85#5F-Battery test lab | I | 2012-12-13 | — | SIMT | Disposal |  | 电池挤压测试设备
EC4074 |  | battery impact test equipment | GX-5066 |  | SH Lab | 85#5F-Battery test lab | II | 2019-12-23 | 2020-12-22 | ES AW | Closed |  | 锂电池冲击测试
EC4075 |  | Standard grounding pin |  |  | SH Lab | 85#5F-Gauge room | II | 2019-12-29 | 2020-12-28 | ES AW | Closed |  | 标准接地孔吊重量规
EC4076 |  | Oversize grounding pin |  |  | SH Lab | 85#5F-Gauge room | II | 2019-12-29 | 2020-12-28 | ES AW | Closed |  | 大尺寸接地孔吊重量规
EC4077 |  | Storage battery test |  | 805204 | SH Lab | 85#5F-Battery test lab | I | 2011-03-03 | — | SIMT | Out of service |  | 铅酸电池大电流测试
EC4078 |  | storage battery colligate cut-and-try equipment |  | 901101 | SH Lab | 51#7F-PPT test lab | I | 2011-03-04 | — | SIMT | Out of service |  | 蓄电池综合试验设备
EC4079 |  | storage battery constant temperature flume |  |  | SH Lab | 85#5F-Battery test lab | I | 2018-04-25 | — | SETRI | Can not be found |  | 蓄电池恒温水槽
EC4080 |  | DC constant voltage/current power source |  | DP0901002/DP0901003 | SH Lab | 86#2F-Power supply test lab | I | 2011-10-18 | — | SIMT | Out of service | 该设备自2014.7月起作为工具使用，不用每年计量。 | 直流可调电源
EC4081 |  | AC frequency converter | AFC-31030 | F308120010 | SH Lab | 51#7F-PPT test lab | III | 2008-12-30 | — | ES JH | Closed | APC(爱普斯） | 交流变频电源
EC4082 |  | AC frequency converter | AFC-31030 | F308120011 | SH Lab | 51#7F-PPT test lab | III | 2008-12-30 | — | ES JH | Closed | supplier: APC | 交流电源
EC4083 |  | AC digital power meter | AN8720P | 088710010G | SH Lab | 51#7F-PPT test lab | I | 2016-01-18 | — | JSMI | Out of service | 封存.2017.1.17(艾诺Ainuo)AN8720P 40A | 单相电参数综合测量仪
EC4084 |  | AC linear power source | Chroma 6430 |  | CN FAC | 86#4F-Calibration room | I | 2020-01-08 | 2021-01-07 | SQI | Closed |  | 交流稳压电源
EC4085 |  | Drop test apparatus |  |  | SH Lab | 85#5F-ACCE & LUM test lab | II | 2019-10-27 | 2020-10-26 | EC JK | Closed | 展厅 | Drop test apparatus
EC4086 | 1 | collector | 6225 |  | SH Lab | Shibei PV lab | III | 2008-12-29 | — | ES JH | Closed |  | 光照均匀度采集器779973
EC4086 | 2 | collector | 6225 |  | SH Lab | Shibei PV lab | III | 2008-12-29 | — | ES JH | Closed |  | 光照均匀度采集器779973
EC4086 | 3 | IV tracer | 6212 |  | SH Lab | Shibei PV lab | III | 2008-12-29 | — | ES JH | Closed |  | 性能曲线测试仪
EC4087 |  | 水平测功机 |  | 5591 | SH Lab | 86#1F-Tools & machinery test lab | I | 2020-04-17 | 2021-04-16 | STIEA | Closed |  | 水平测功机
EC4088 |  | 3-Axise Fixture |  |  | SH Lab | 86#1F-Tools & machinery test lab | III | 2009-12-29 | — | ES LWF | Closed |  | 三维支架及夹具
EC4089 |  | Blade stopping time testor |  |  | SH Lab | 86#1F-Garden tools test lab (Ⅰ) | II | 2017-10-15 | — | EC JZ | Stop to use | 2018.11.01封存（设备在金桥） | 割草机停机时间测量
EC4089 | 1 | Blade stopping time testor |  |  | SH Lab | 86#1F-Garden tools test lab (Ⅰ) | III | 2009-10-15 | — | ES JH | Closed | 温度在标准里无要求，only for reference | 割草机停机时间测量(温控表)
EC4090 |  | TCO test calibration system | PR-655 | 65084302 | SH Lab | 86#2F-TCO test lab | I | 2017-07-11 | — | NIM | Out of service | 在客户那边 | TCO测试校准系统
EC4090 | 1 | TCO composite testing system for LCD monitor | 3 axial LCD angular positioner and fixture for TCO testing |  | SH Lab | 86#2F-TCO test lab | III | 2012-06-01 | — | ES AW | Closed | in wuhan | 测试LCD显示器TCO标准的综合测试系统
EC4091 |  | 割草钢珠试验 |  |  | SH Lab | 86#1F-Garden tools test lab (Ⅰ) | III | 2010-09-19 | — | ES JH | Closed |  | 割草钢珠试验
EC4091 | 1 | 割草钢珠试验 |  |  | SH Lab | 86#1F-Garden tools test lab (Ⅰ) | III | 2009-02-27 | — | ES JH | Closed |  | 割草钢珠试验(速度测量)
EC4091 | 1 | TESTING | 钢珠弹射高度/转盘定位不准，已经维修，维修价格37000元 |  | SH Lab | [5 empty] | Equipment arrived, waiting for acceptance check |  | 割草机钢珠试验
EC4091 | 2 | 割草钢珠试验 | 改进 |  | SH Lab | 86#1F-Garden tools test lab (Ⅰ) | II | 2019-12-20 |  | ES JH | PL accepted, archiving files |  | 割草钢珠试验
EC4092 |  | added devices of mechanical load |  |  | SH Lab | Shibei PV lab | III | 2007-07-07 | — | ES LWF | Cancel |  | 机械荷载增加功能
EC4093 |  | italy gauge | C1-1 |  | SH Lab | 85#5F-Gauge room | II | 2020-01-16 | 2021-01-15 | ES AW | Closed |  | 意大利量规
EC4094 |  | italy gauge | C1-2 |  | SH Lab | 85#5F-Gauge room | II | 2020-01-16 | 2021-01-15 | ES AW | Closed |  | 意大利量规
EC4095 |  | italy gauge | C1-3 |  | SH Lab | 85#5F-Gauge room | II | 2020-01-16 | 2021-01-15 | ES AW | Closed |  | 意大利量规
EC4096 |  | italy gauge | C2-A-10 |  | SH Lab | 85#5F-Gauge room | II | 2020-01-16 | 2021-01-15 | ES AW | Closed |  | 意大利量规
EC4097 |  | italy gauge | C2-A-16 |  | SH Lab | 85#5F-Gauge room | II | 2020-01-16 | 2021-01-15 | ES AW | Closed |  | 意大利量规
EC4098 |  | italy gauge | C2-B-10 |  | SH Lab | 85#5F-Gauge room | II | 2020-01-16 | 2021-01-15 | ES AW | Closed |  | 意大利量规
EC4099 |  | italy gauge | C2-B-16 |  | SH Lab | 85#5F-Gauge room | II | 2020-01-16 | 2021-01-15 | ES AW | Closed |  | 意大利量规
EC4100 |  | italy gauge | C3 |  | SH Lab | 85#5F-Gauge room | II | 2020-01-16 | 2021-01-15 | ES AW | Closed |  | 意大利量规
EC4101 |  | italy gauge | C4 |  | SH Lab | 85#5F-Gauge room | II | 2018-01-16 | — | EC JZ | Can not be found |  | 意大利量规
EC4102 |  | italy gauge | C5-A |  | SH Lab | 85#5F-Gauge room | II | 2020-01-16 | 2021-01-15 | ES AW | Closed |  | 意大利量规
EC4103 |  | italy gauge | C5-B |  | SH Lab | 85#5F-Gauge room | II | 2020-01-16 | 2021-01-15 | ES AW | Closed |  | 意大利量规
EC4104 |  | italy gauge | C6 |  | SH Lab | 85#5F-Gauge room | II | 2020-01-16 | 2021-01-15 | ES AW | Closed |  | 意大利量规
EC4105 |  | italy gauge | C7 |  | SH Lab | 85#5F-Gauge room | II | 2020-01-16 | 2021-01-15 | ES AW | Closed |  | 意大利量规
EC4106 |  | italy gauge | C8 |  | SH Lab | 85#5F-Gauge room | II | 2020-01-16 | 2021-01-15 | ES AW | Closed |  | 意大利量规
EC4107 |  | italy gauge | C9 |  | SH Lab | 85#5F-Gauge room | II | 2020-01-16 | 2021-01-15 | ES AW | Closed |  | 意大利量规
EC4108 |  | italy gauge | C10 |  | SH Lab | 85#5F-Gauge room | II | 2020-01-16 | 2021-01-15 | ES AW | Closed |  | 意大利量规
EC4109 |  | italy gauge | C11 |  | SH Lab | 85#5F-Gauge room | II | 2020-01-16 | 2021-01-15 | ES AW | Closed |  | 意大利量规
EC4110 |  | south african gauge | SANS164-1 AnnexA |  | SH Lab | 85#5F-Gauge room | II | 2020-01-16 | 2021-01-15 | EC JZ | Closed |  | 南非量规
EC4111 |  | south african gauge | SANS164-1 AnnexB |  | SH Lab | 85#5F-Gauge room | II | 2020-01-16 | 2021-01-15 | EC JZ | Closed |  | 南非量规
EC4112 |  | south african gauge | SANS164-1 AnnexC |  | SH Lab | 85#5F-Gauge room | II | 2020-01-16 | 2021-01-15 | EC JZ | Closed |  | 南非量规
EC4113 |  | south african gauge | SANS164-1 AnnexD |  | SH Lab | 85#5F-Gauge room | II | 2020-01-16 | 2021-01-15 | EC JZ | Closed |  | 南非量规
EC4114 |  | south african gauge | SANS164-1 AnnexF1 |  | SH Lab | 85#5F-Gauge room | II | 2020-01-16 | 2021-01-15 | EC JZ | Closed |  | 南非量规
EC4115 |  | south african gauge | SANS164-1 AnnexF2(a) |  | SH Lab | 85#5F-Gauge room | II | 2020-01-16 | 2021-01-15 | EC JZ | Closed |  | 南非量规
EC4116 |  | south african gauge | SANS164-1 AnnexF2(b) |  | SH Lab | 85#5F-Gauge room | II | 2020-01-16 | 2021-01-15 | EC JZ | Closed |  | 南非量规
EC4117 |  | south african gauge | SANS164-2 Annex(A) |  | SH Lab | 85#5F-Gauge room | II | 2020-01-16 | 2021-01-15 | EC JZ | Closed |  | 南非量规
EC4118 |  | south african gauge | AnnexA(B) |  | SH Lab | 85#5F-Gauge room | II | 2020-01-16 | 2021-01-15 | EC JZ | Closed |  | 南非量规
EC4119 |  | south african gauge | SANS164-2 AnnexA(C) |  | SH Lab | 85#5F-Gauge room | II | 2020-01-16 | 2021-01-15 | EC JZ | Closed |  | 南非量规
EC4120 |  | south african gauge | SANS164-2 AnnexB |  | SH Lab | 85#5F-Gauge room | II | 2020-01-16 | 2021-01-15 | EC JZ | Closed |  | 南非量规
EC4121 |  | south african gauge | SANS164-2 AnnexC |  | SH Lab | 85#5F-Gauge room | II | 2020-01-16 | 2021-01-15 | EC JZ | Closed |  | 南非量规
EC4122 |  | south african gauge | SANS164-2 AnnexD(3.75) |  | SH Lab | 85#5F-Gauge room | II | 2020-01-16 | 2021-01-15 | EC JZ | Closed |  | 南非量规
EC4123 |  | south african gauge | SANS164-2AnnexD(4.85) |  | SH Lab | 85#5F-Gauge room | II | 2020-01-16 | 2021-01-15 | EC JZ | Closed |  | 南非量规
EC4124 |  | south african gauge | SANS164-3 AnnexA |  | SH Lab | 85#5F-Gauge room | II | 2020-01-16 | 2021-01-15 | EC JZ | Closed |  | 南非量规
EC4125 |  | south african gauge | SANS164-3 AnnexB |  | SH Lab | 85#5F-Gauge room | II | 2020-01-16 | 2021-01-15 | EC JZ | Closed |  | 南非量规
EC4126 |  | south african gauge | SANS164-3 AnnexC |  | SH Lab | 85#5F-Gauge room | II | 2020-01-16 | 2021-01-15 | EC JZ | Closed |  | 南非量规
EC4127 |  | south african gauge | SANS164-3 AnnexD |  | SH Lab | 85#5F-Gauge room | II | 2020-01-16 | 2021-01-15 | EC JZ | Closed |  | 南非量规
EC4128 |  | south african gauge | SANS164-3 AnnexF |  | SH Lab | 85#5F-Gauge room | II | 2020-01-16 | 2021-01-15 | EC JZ | Closed |  | 南非量规
EC4129 |  | south african gauge | SANS164-3 AnnexF2(a) |  | SH Lab | 85#5F-Gauge room | II | 2020-01-16 | 2021-01-15 | EC JZ | Closed |  | 南非量规
EC4130 |  | south african gauge | SANS164-3 AnnexF2(b) |  | SH Lab | 85#5F-Gauge room | II | 2020-01-16 | 2021-01-15 | EC JZ | Closed |  | 南非量规
EC4131 |  | Test Probe |  |  | SH Lab | 86#3F-Construction test lab (Ⅱ) | II | 2020-01-05 | 2021-01-04 | EC JZ | Closed | Refer to EH1343 of hangzhou company. | 试验指
EC4132 |  | ambient temperature barrel for test corner |  |  | QD | Qindao test lab | III | 2009-01-05 | — | ES LWF | Closed |  | 环温测试小桶
EC4133 |  | Probe for measuring surface temperature |  |  | XM Lab | Xiamen test lab | II | 2020-01-28 | 2021-01-27 | EC JK | Closed |  | 测温试验指
EC4134 |  | Adjustable test panel for ceiling or wall lamps |  |  | XM Lab | Xiamen test lab | III | 2009-03-30 | — | ES LWF | Closed | 按比例安排小铜片的分布(不规则), 布好热电偶 | 可调式测试板
EC4135 |  | Top space |  |  | SH Lab | 86#3F-Heating & motor test lab | III | 2009-01-13 | — | ES JH | Closed |  | Top space
EC4136 |  | SHARP EDGE TESTER | SET-50 | 20080597 | SH Lab | 86#3F-Home appliance test lab | II | 2020-01-09 | 2021-01-08 | ES AW | Closed |  | 边缘测试仪
EC4137 |  | GU10cap；G5cap；G13cap Gauges | 7006-12--1 |  | SH Lab | 85#5F-ACCE & LUM test lab | I | 2020-03-11 | 2021-03-10 | JSMI | Closed |  | GU10cap；G5cap；G13cap 三套量规
EC4138 |  | GU10cap；G5cap；G13cap Gauges | 7006-45-4 |  | SH Lab | 85#5F-ACCE & LUM test lab | I | 2020-03-11 | 2021-03-10 | JSMI | Closed |  | GU10cap；G5cap；G13cap 三套量规
EC4139 |  | GU10cap；G5cap；G13cap Gauges | 7006-46-3 |  | SH Lab | 85#5F-ACCE & LUM test lab | I | 2020-03-11 | 2021-03-10 | JSMI | Closed |  | GU10cap；G5cap；G13cap 三套量规
EC4140 |  | GU10cap；G5cap；G13cap Gauges | 7006-46A-3 |  | SH Lab | 85#5F-ACCE & LUM test lab | I | 2020-03-11 | 2021-03-10 | JSMI | Closed |  | GU10cap；G5cap；G13cap 三套量规
EC4141 |  | GU10cap；G5cap；G13cap Gauges | 7006-44-4 |  | SH Lab | 85#5F-ACCE & LUM test lab | I | 2020-03-11 | 2021-03-10 | JSMI | Closed |  | GU10cap；G5cap；G13cap 三套量规
EC4142 |  | Vessel |  |  | SH Lab | 86#3F-Construction test lab (Ⅱ) | II | 2020-01-20 | 2021-01-19 | ES AW | Closed | Diameter：300mm | 容器
EC4143 |  | 50 millimeter test finger |  |  | SH Lab | 51#7F-LUM test lab | II | 2020-01-17 | 2021-01-16 | ES AW | Closed |  | 直径50毫米球形测试指，IEC61032 Figure 1
EC4144 | 1 | Cylindrical weights |  |  | SH Lab | 86#3F-Home appliance test lab | II | 2020-02-10 | 2021-02-09 | EC JZ | Closed | material：stainless steel | 圆柱型砝码
EC4144 | 10 | Cylindrical weights |  |  | SH Lab | 86#3F-Home appliance test lab | II | 2020-02-10 | 2021-02-09 | EC JZ | Closed | material：stainless steel | 圆柱型砝码
EC4144 | 11 | Cylindrical weights |  |  | SH Lab | 86#3F-Home appliance test lab | II | 2020-02-10 | 2021-02-09 | EC JZ | Closed | material：stainless steel | 圆柱型砝码
EC4144 | 12 | Cylindrical weights |  |  | SH Lab | 86#4F-EMC Shielding room | II | 2020-02-10 | 2021-02-09 | EC JZ | Closed | material：stainless steel | 圆柱型砝码
EC4144 | 13 | Cylindrical weights |  |  | SH Lab | 86#3F-Home appliance test lab | II | 2020-02-10 | 2021-02-09 | EC JZ | Closed | material：stainless steel | 圆柱型砝码
EC4144 | 14 | Cylindrical weights |  |  | SH Lab | 86#3F-Home appliance test lab | II | 2020-02-10 | 2021-02-09 | EC JZ | Closed | material：stainless steel | 圆柱型砝码
EC4144 | 15 | Cylindrical weights |  |  | SH Lab | 86#3F-Home appliance test lab | II | 2020-02-10 | 2021-02-09 | EC JZ | Closed | material：stainless steel | 圆柱型砝码
EC4144 | 16 | Cylindrical weights |  |  | SH Lab | 86#3F-Home appliance test lab | II | 2020-02-10 | 2021-02-09 | EC JZ | Closed | material：stainless steel | 圆柱型砝码
EC4144 | 17 | Cylindrical weights |  |  | SH Lab | 86#3F-Home appliance test lab | II | 2020-02-10 | 2021-02-09 | EC JZ | Closed | material：stainless steel | 圆柱型砝码
EC4144 | 18 | Cylindrical weights |  |  | SH Lab | 86#3F-Home appliance test lab | II | 2020-02-10 | 2021-02-09 | EC JZ | Closed | material：stainless steel | 圆柱型砝码
EC4144 | 19 | Cylindrical weights |  |  | SH Lab | 86#3F-Home appliance test lab | II | 2020-02-10 | 2021-02-09 | EC JZ | Closed | material：stainless steel | 圆柱型砝码
EC4144 | 2 | Cylindrical weights |  |  | SH Lab | 86#3F-Home appliance test lab | II | 2020-02-10 | 2021-02-09 | EC JZ | Closed | material：stainless steel | 圆柱型砝码
EC4144 | 20 | Cylindrical weights |  |  | SH Lab | 86#3F-Home appliance test lab | II | 2020-02-10 | 2021-02-09 | EC JZ | Closed | material：stainless steel | 圆柱型砝码
EC4144 | 21 | Cylindrical weights |  |  | SH Lab | 86#3F-Home appliance test lab | II | 2020-02-10 | 2021-02-09 | EC JZ | Closed | material：stainless steel | 圆柱型砝码
EC4144 | 22 | Cylindrical weights |  |  | SH Lab | 86#3F-Home appliance test lab | II | 2020-02-10 | 2021-02-09 | EC JZ | Closed | material：stainless steel | 圆柱型砝码
EC4144 | 23 | Cylindrical weights |  |  | SH Lab | 86#3F-Home appliance test lab | II | 2020-02-10 | 2021-02-09 | EC JZ | Closed | material：stainless steel | 圆柱型砝码
EC4144 | 24 | Cylindrical weights |  |  | SH Lab | 86#3F-Home appliance test lab | II | 2020-02-10 | 2021-02-09 | EC JZ | Closed | material：stainless steel | 圆柱型砝码
EC4144 | 25 | Cylindrical weights |  |  | SH Lab | 86#3F-Home appliance test lab | II | 2020-02-10 | 2021-02-09 | EC JZ | Closed | material：stainless steel | 圆柱型砝码
EC4144 | 26 | Cylindrical weights |  |  | SH Lab | 86#3F-Home appliance test lab | II | 2020-02-10 | 2021-02-09 | EC JZ | Closed | material：stainless steel | 圆柱型砝码
EC4144 | 27 | Cylindrical weights |  |  | SH Lab | 86#3F-Home appliance test lab | II | 2020-02-10 | 2021-02-09 | EC JZ | Closed | material：stainless steel | 圆柱型砝码
EC4144 | 28 | Cylindrical weights |  |  | SH Lab | 86#3F-Home appliance test lab | II | 2020-02-10 | 2021-02-09 | EC JZ | Closed | material：stainless steel | 圆柱型砝码
EC4144 | 29 | Cylindrical weights |  |  | SH Lab | 86#3F-Home appliance test lab | II | 2020-02-10 | 2021-02-09 | EC JZ | Closed | material：stainless steel | 圆柱型砝码
EC4144 | 3 | Cylindrical weights |  |  | SH Lab | 86#3F-Home appliance test lab | II | 2020-02-10 | 2021-02-09 | EC JZ | Closed | material：stainless steel | 圆柱型砝码
EC4144 | 30 | Cylindrical weights |  |  | SH Lab | 86#3F-Home appliance test lab | II | 2020-02-10 | 2021-02-09 | EC JZ | Closed | material：stainless steel | 圆柱型砝码
EC4144 | 4 | Cylindrical weights |  |  | SH Lab | 86#3F-Home appliance test lab | II | 2020-02-10 | 2021-02-09 | EC JZ | Closed | material：stainless steel | 圆柱型砝码
EC4144 | 5 | Cylindrical weights |  |  | SH Lab | 86#3F-Home appliance test lab | II | 2020-02-10 | 2021-02-09 | EC JZ | Closed | material：stainless steel | 圆柱型砝码
EC4144 | 6 | Cylindrical weights |  |  | SH Lab | 86#3F-Home appliance test lab | II | 2020-02-10 | 2021-02-09 | EC JZ | Closed | material：stainless steel | 圆柱型砝码
EC4144 | 7 | Cylindrical weights |  |  | SH Lab | 86#3F-Home appliance test lab | II | 2020-02-10 | 2021-02-09 | EC JZ | Closed | material：stainless steel | 圆柱型砝码
EC4144 | 8 | Cylindrical weights |  |  | SH Lab | 86#3F-Home appliance test lab | II | 2020-02-10 | 2021-02-09 | EC JZ | Closed | material：stainless steel | 圆柱型砝码
EC4144 | 9 | Cylindrical weights |  |  | SH Lab | 86#3F-Home appliance test lab | II | 2020-02-10 | 2021-02-09 | EC JZ | Closed | material：stainless steel | 圆柱型砝码
EC4145 |  | moungting platform |  |  | SH Lab | Shibei PV lab | III | 2008-12-22 | — | ES LWF | Disposal |  | 安装平板
EC4146 |  | environment barrel |  |  | SH Lab | Shibei PV lab | III | 2009-02-06 | — | ES JH | Closed |  | 环境小桶
EC4147 |  | environment barrel |  |  | SH Lab | Shibei PV lab | III | 2009-02-06 | — | ES JH | Closed |  | 环境小桶
EC4148 | 1 | IEC 60884-1/A2 gauge |  |  | SH Lab | 85#5F-Gauge room | II | 2020-05-22 | 2021-05-21 | EC JZ | Closed |  | 量规
EC4148 | 2 | IEC 60884-1/A2 gauge |  |  | SH Lab | 85#5F-Gauge room | II | 2010-05-22 | — | ES LWF | Out of service |  | 量规
EC4149 |  | Probe for measuring surface temperature |  |  | XM Lab | Xiamen test lab | II | 2020-01-28 | 2021-01-27 | EC JK | Closed |  | 测温试验指
EC4150 |  | Probe for measuring surface temperature |  |  | XM Lab | Xiamen test lab | II | 2020-01-28 | 2021-01-27 | EC JK | Closed |  | 测温试验指
EC4151 |  | Variable Resistor | 100欧姆, 5A |  | QD | Qindao test lab | III | 2009-02-10 | — | ES JH | Closed |  | 滑线变阻器
EC4152 |  | Variable Resistor | 200欧姆, 4A |  | QD | Qindao test lab | III | 2009-02-10 | — | ES JH | Closed |  | 滑线变阻器
EC4153 |  | door frame |  |  | SH Lab |  |  |  | — |  | Disposal |  | 门槛
EC4154 |  | door frame |  |  | SH Lab |  |  |  | — |  | Disposal |  | 门槛
EC4155 |  | cement fall off estrade |  |  | SH Lab | 86#2F-2F Power distribution room | III | 2009-03-09 | — | ES LWF | Closed |  | 水泥跌落测试台
EC4155 | 1 | cement fall off estrade |  |  | SH Lab | 86#2F-2F Power distribution room | III | 2009-03-09 | — | ES LWF | Closed |  | 水泥跌落测试台
EC4156 |  | AC frequency converter | 61512 | 615120000075 | SH Lab | 86#2F-2F Power distribution room | I | 2020-04-14 | 2021-04-13 | SIMT | Closed |  | 可编程电源
EC4157 |  | Tonometer |  | 801002 | CN FAC | 86#4F-Calibration room | I | 2020-07-21 | 2021-07-20 | SMMS | Closed |  | 气压表
EC4158 |  | 角磨磨片爆裂测试装置 |  |  | SH Lab | 86#1F-Tools & machinery test lab | III | 2009-03-06 | — | ES LWF | Closed |  | 角磨磨片爆裂测试装置
EC4158 | 1 | Angle of slow burst test device | 转速测量 | 09JM001 | SH Lab | 86#1F-Tools & machinery test lab | I | 2020-02-22 | 2021-02-21 | STIEA | Closed |  | 角磨磨片爆裂测试装置
EC4159 | 1 | Weight |  |  | XM Lab | Xiamen test lab | II | 2020-06-16 | 2021-06-15 | EC JZ | Closed | 厦门供应商提供 | 砝码
EC4159 | 2 | Weight |  |  | XM Lab | Xiamen test lab | II | 2020-06-16 | 2021-06-15 | EC JZ | Closed | 厦门供应商提供 | 砝码
EC4160 |  | Temperature messuring and accessibility probe |  |  | SH Lab | 86#3F-Construction test lab (Ⅱ) | II | 2019-08-15 | — | EC JZ | Disposal |  | 表面温度测试棒
EC4161 |  | Leakage Current Filter |  |  | SH Lab | 86#4F-Multimedia test lab | I | 2012-03-16 | — | SIMT | Disposal | 原来仅有一个网络盒, 在计量以及损坏维修时没有替代的网络. | 泄漏电流测试盒
EC4162 |  | Temperature and Humidity Recorder | ZJ1-2B | 807153 | SH Lab | 86#2F-Power supply test lab | I | 2016-02-19 | — | JSMI | Out of service | 封存2017.8.29 | 温湿度记录仪
EC4163 |  | Supply Cord Flexing Tester |  |  | SH Lab | 86#1F-General test lab | II | 2020-05-15 | 2021-05-14 | ES AW | Closed | See enclosure | 电源线弯折机
EC4163 | 1 | Supply Cord Flexing Tester-current meter | ZW1402T |  | SH Lab | 86#1F-General test lab | II | 2020-02-25 | 2021-02-24 | EC JK | Closed | See enclosure | current meter
EC4163 | 10 | Supply Cord Flexing Tester | 110g |  | SH Lab | 86#1F-General test lab | II | 2020-05-15 | 2021-05-14 | ES AW | Closed | See enclosure | 砝码
EC4163 | 11 | clearance gauge | 厚度量规 |  | SH Lab | 86#3F-Home appliance test lab | II | 2020-05-15 | 2021-05-14 | ES AW | Closed | See enclosure | 厚度量规
EC4163 | 12 | clearance gauge | 厚度量规 |  | SH Lab | 86#3F-Home appliance test lab | II | 2020-05-15 | 2021-05-14 | ES AW | Closed | See enclosure | 厚度量规
EC4163 | 13 | clearance gauge | 厚度量规 |  | SH Lab | 86#3F-Home appliance test lab | II | 2020-05-15 | 2021-05-14 | ES AW | Closed | See enclosure | 厚度量规
EC4163 | 14 | clearance gauge | 厚度量规 |  | SH Lab | 86#3F-Home appliance test lab | II | 2020-05-15 | 2021-05-14 | ES AW | Closed | See enclosure | 厚度量规
EC4163 | 2 | Supply Cord Flexing Tester-current meter | ZW1402T |  | SH Lab | 86#1F-General test lab | II | 2020-02-25 | 2021-02-24 | EC JK | Closed | See enclosure | current meter
EC4163 | 3 | Supply Cord Flexing Tester-current meter | ZW1402T |  | SH Lab | 86#1F-General test lab | II | 2020-02-25 | 2021-02-24 | EC JK | Closed | See enclosure | current meter
EC4163 | 4 | Supply Cord Flexing Tester-voltage meter | ZW1402T |  | SH Lab | 86#1F-General test lab | II | 2020-02-25 | 2021-02-24 | EC JK | Closed | See enclosure | voltage meter
EC4163 | 5 | Supply Cord Flexing Tester | 110g |  | SH Lab | 86#1F-General test lab | II | 2020-05-15 | 2021-05-14 | ES AW | Closed | See enclosure | 砝码
EC4163 | 6 | Supply Cord Flexing Tester | 110g |  | SH Lab | 86#1F-General test lab | II | 2020-05-15 | 2021-05-14 | ES AW | Closed | See enclosure | 砝码
EC4163 | 7 | Supply Cord Flexing Tester | 110g |  | SH Lab | 86#1F-General test lab | II | 2020-05-15 | 2021-05-14 | ES AW | Closed | See enclosure | 砝码
EC4163 | 8 | Supply Cord Flexing Tester | 110g |  | SH Lab | 86#1F-General test lab | II | 2020-05-15 | 2021-05-14 | ES AW | Closed | See enclosure | 砝码
EC4163 | 9 | Supply Cord Flexing Tester | 110g |  | SH Lab | 86#1F-General test lab | II | 2020-05-15 | 2021-05-14 | ES AW | Closed | See enclosure | 砝码
EC4164 |  | Supply Cord Test Apparatus |  |  | SH Lab | Haining test lab | II | 2020-05-15 | 2021-05-14 | ES AW | Closed |  | 电源线挤压试验机
EC4164 | 1 | pressure sensor | CHT-1B/BLR-SQA | 902809 | SH Lab | 86#3F-Home appliance test lab | I | 2020-04-03 | 2021-04-02 | SIMT | Closed |  | 压力传感器
EC4164 | 2 | pressure sensor | CHT-1B/BLR-SQA | 902809 | SH Lab | 86#3F-Home appliance test lab | I | 2020-04-03 | 2021-04-02 | SIMT | Closed |  | 压力传感器
EC4164 | 3 | pressure sensor | CHT-1B/BLR-SQA | 902809 | SH Lab | 86#3F-Home appliance test lab | I | 2020-04-03 | 2021-04-02 | SIMT | Closed |  | 压力传感器
EC4165 |  | Supply Cord Test Apparatus |  |  | SH Lab | Haining test lab | II | 2020-05-08 | 2021-05-07 | ES AW | Closed |  | 电源线磨损试验机
EC4165 | 1 | Weight | 340 |  | SH Lab | 86#3F-Home appliance test lab | II | 2020-05-08 | 2021-05-07 | ES AW | Closed |  | 砝码
EC4165 | 2 | Weight | 340g |  | SH Lab | 86#3F-Home appliance test lab | II | 2020-05-08 | 2021-05-07 | ES AW | Closed |  | 砝码
EC4165 | 3 | Weight | 340g |  | SH Lab | 86#3F-Home appliance test lab | II | 2020-05-08 | 2021-05-07 | ES AW | Closed |  | 砝码
EC4165 | 4 | Weight | 340g |  | SH Lab | 86#3F-Home appliance test lab | II | 2020-05-08 | 2021-05-07 | ES AW | Closed |  | 砝码
EC4165 | 5 | Weight | 340g |  | SH Lab | 86#3F-Home appliance test lab | II | 2020-05-08 | 2021-05-07 | ES AW | Closed |  | 砝码
EC4166 | 1 | Gauge for E40 cap and E40 lampholder |  |  | SH Lab | 51#7F-LUM test lab | II | 2020-03-12 | 2021-03-11 | EC JZ | Closed |  | E40灯头和灯座量规各1套
EC4166 | 2 | Gauge for E40 cap and E40 lampholder |  |  | SH Lab | 51#7F-LUM test lab | II | 2020-03-12 | 2021-03-11 | EC JZ | Closed |  | E40灯头和灯座量规各1套
EC4166 | 3 | Gauge for E40 cap and E40 lampholder |  |  | SH Lab | 51#7F-LUM test lab | II | 2020-03-12 | 2021-03-11 | EC JZ | Closed |  | E40灯头和灯座量规各1套
EC4166 | 4 | Gauge for E40 cap and E40 lampholder |  |  | SH Lab | 51#7F-LUM test lab | II | 2020-03-12 | 2021-03-11 | EC JZ | Closed |  | E40灯头和灯座量规各1套
EC4166 | 5 | Gauge for E40 cap and E40 lampholder |  |  | SH Lab | 51#7F-LUM test lab | II | 2020-03-12 | 2021-03-11 | EC JZ | Closed |  | E40灯头和灯座量规各1套
EC4166 | 6 | Gauge for E40 cap and E40 lampholder |  |  | SH Lab | 51#7F-LUM test lab | II | 2020-03-12 | 2021-03-11 | EC JZ | Closed |  | E40灯头和灯座量规各1套
EC4166 | 7 | Gauge for E40 cap and E40 lampholder |  |  | SH Lab | 51#7F-LUM test lab | II | 2020-03-12 | 2021-03-11 | EC JZ | Closed |  | E40灯头和灯座量规各1套
EC4166 | 8 | Gauge for E40 cap and E40 lampholder |  |  | SH Lab | 85#5F-ACCE & LUM test lab | II | 2020-03-12 | 2021-03-11 | EC JZ | Closed |  | E40灯头和灯座量规各1套
EC4167 |  | Electronic load | PLZ-50F-70UA0-150U2 | NL002581 | SH Lab | 85#5F-ACCE & LUM test lab | I | 2020-06-10 | 2021-06-09 | JSMI | Closed |  | 电子负载
EC4168 |  | 5KVA power source | AFC-11005 |  | QD | Qindao test lab | III | 2014-05-19 | — | ES JH | Disposal |  | 5KVA 变频电源
EC4169 |  | Digital power meter | wt210 | 91J129799 | SH Lab | 51#7F-LUM test lab | I | 2020-06-11 | 2021-06-10 | JSMI | Closed | WTViewer Version 5.01 / Power Consumption Measuring Software 2.04 | 数字功率表
EC4170 |  | Ambient Temperature & Humidity recorder | ZJ1-2A | 807146 | SH Lab | 85#5F-ACCE & LUM test lab | I | 2016-04-22 | — | SQI | Out of service |  | 温湿度记录仪
EC4171 |  | Vernier Calipers | 0-200mm | 8110548 | SH Lab | 85#5F-ACCE & LUM test lab | I | 2020-04-29 | 2021-04-28 | JSMI | Closed |  | 游标卡尺
EC4172 |  | Vernier Calipers | 0-200mm | 8110375 | SH Lab | 85#5F-ACCE & LUM test lab | I | 2018-07-18 | — | JSMI | Out of service |  | 游标卡尺
EC4173 |  | special test corner |  |  | SH Lab | 86#3F-Heating & motor test lab | III | 2009-04-23 | — | ES LWF | Closed |  | 车载取暖器测试角
EC4174 |  | FIGURE B4 | AS4777 FIGUREB4 |  | SH Lab | 86#2F-Power supply test lab | III | 2009-03-26 | — | ES JH | Closed |  | 谐振负载
EC4175 |  | Fidure B3 | AS4777 FIGUREB3 |  | SH Lab | 86#2F-Power supply test lab | III | 2009-03-26 | — | ES JH | Closed |  | 整流负载
EC4176 |  | 汽油测功机 |  | 09WD004 | SH Lab | 86#1F-Garden tools test lab (Ⅰ) | III | 2009-03-06 | — | ES JH | Closed |  | 汽油测功机
EC4176 | 1 | Gasoline dynamometer | 智能显示器 |  | SH Lab | 86#1F-Garden tools test lab (Ⅰ) | I | 2016-03-04 | — | STIEA | Out of service |  | 汽油测功机
EC4176 | 2 | 汽油测功机(三维支架) |  |  | SH Lab | 86#1F-Tools & machinery test lab | III | 2009-03-06 | — | ES JH | Closed |  | 汽油测功机(三维支架)
EC4176 | 3 | 汽油测功机(程控器) |  |  | SH Lab | 86#1F-Tools & machinery test lab | III | 2009-03-06 | — | ES JH | Closed |  | 汽油测功机(程控器)
EC4176 | 4 | dynamometer durability test control equipment |  |  | Retailer | 51#7F-PPT test lab | I | 2015-12-02 | — | STIEA | Out of service | 封存 2016.11.30 | 测功机测试控制设备
EC4177 |  | 转动惯量测试设备 |  | 09GL001 | SH Lab | 86#1F-Garden tools test lab (Ⅰ) | II | 2020-04-17 | 2021-04-16 | ES AW | Closed |  | 转动惯量测试设备
EC4178 | 1 | Weight |  |  | XM Lab | Xiamen test lab | II | 2020-06-16 | 2021-06-15 | EC JZ | Closed | 厦门供应商提供 | 砝码
EC4178 | 2 | Weight |  |  | XM Lab | Xiamen test lab | II | 2020-06-16 | 2021-06-15 | EC JZ | Closed | 厦门供应商提供 | 砝码
EC4179 |  | High voltage tester | ZHZ8-1kVA-5kV | N00214 | SH Lab | 86#1F-General test lab | I | 2020-05-14 | 2021-05-13 | JSMI | Closed |  | 耐压测试仪
EC4180 |  | pressure meter | Y-60B | 200903370 | QD | Qindao test lab | I | 2016-01-12 | — | GRGT | Out of service | （封存）购买后，可增强竞争优势，提供本地化测试服务，如不买，会降低竞争优势，丢失客户 | 压力表
EC4181 |  | Power meter | 8716c | 870903033 | SH Lab | 85#5F-ACCE & LUM test lab | II | 2020-05-04 | 2021-05-03 | EC JK | Closed |  | 功率计
EC4182 |  | load cabinet | AC230V,20A*2 |  | SH Lab | 85#5F-ACCE & LUM test lab | III | 2009-04-20 | — | ES JH | Closed |  | 负载组
EC4183 |  | Pressure/Vacuum Transducer Module | PV350 | 97150100 | SH Lab | 86#2F-Performance test lab | I | 2015-04-21 | — | JSMI | Disposal | TYPE:FLUKE PV350 | 压力测试模块
EC4184 |  | sound level meter | AWA5661 | 40052 | QD | Qindao test lab | I | 2020-01-15 | 2021-01-14 | SIMT | Closed | 5661B | 声功率计
EC4185 |  | Stopwatch | J9-2II |  | XM Lab | Xiamen test lab | I | 2020-03-23 | 2021-03-22 | XRCTT | Closed |  | 秒表
EC4186 | 1 | load | 主控制器 （遗失未找到） |  | SH Lab | 86#4F-EMC Shielding room | I | 2017-11-23 | — | JSMI | Stop to use | 铝壳电阻12个，波纹电阻2个，电阻盒2个，继电器开关1个，保险丝2袋，电源线20根 | 多路负载
EC4186 | 2 | load | 小功率负载 |  | SH Lab | 86#4F-EMC Shielding room | III | 2009-05-05 | — | ES JH | Closed | 铝壳电阻12个，波纹电阻2个，电阻盒2个，继电器开关1个，保险丝2袋，电源线20根 | 多路负载
EC4186 | 3 | load | 大功率负载 |  | SH Lab | 86#4F-EMC Shielding room | III | 2009-05-05 | — | ES JH | Closed | 铝壳电阻12个，波纹电阻2个，电阻盒2个，继电器开关1个，保险丝2袋，电源线20根 | 多路负载
EC4187 |  | Digital Milliohm Meter | 755611 | 91J419787 | SH Lab | 86#3F-Home appliance test lab | I | 2009-06-04 | — | SIMT | Out of service |  | 数字式毫欧计
EC4188 |  | Variable transformer | 0 - 300V AC 10KVA |  | SH Lab | 85#5F-ACCE & LUM test lab | III | 2009-05-19 | — | ES JH | Closed | N/A | 调压器
EC4189 |  | variable transformer |  |  | QD | Qindao test lab | III | 2009-06-01 | — | ES JH | Closed | 购买后，可提高竞争优势，提供本地化测试服务，如不买，会降低竞争优势，丢失客户 | 可调自耦变压器
EC4190 |  | isolating transformer |  |  | QD | Qindao test lab | III | 2009-06-01 | — | ES JH | Closed | 购买后可提高竞争优势，提供本地化测试服务，如不买，会降低竞争优势，丢失客户 | 可调隔离变压器
EC4191 |  | toughened glass |  |  | SH Lab | 86#4F-Multimedia test lab | III | 2009-05-19 | — | ES JH | Closed |  | 钢化玻璃
EC4192 |  | Push-pull scale | 200N | 241633 | CN FAC | 86#4F-Calibration room | I | 2020-05-29 | 2021-05-28 | SIMT | Closed |  | 推拉力计
EC4193 |  | Ball pendulum impact test equipment |  |  | SH ACCE | 85#5F-ACCE & LUM test lab | II | 2020-06-15 | 2021-06-14 | EC JK | Closed |  | 钟摆冲击测试
EC4194 |  | Inspecting-box for leakage current of high voltage tester | 1k ohm |  | XM Lab | Xiamen test lab | III | 2009-05-27 | — | ES JH | Closed | 电流值由串联的万用表来监控.注意使用连接的方便性. | 漏电流点检测试盒
EC4195 | 1 | gauge of BS 4573 fig1 | BS 4573量规 |  | SH Lab | 85#5F-Gauge room | II | 2020-06-05 | 2021-06-04 | EC JK | Closed |  | BS 4573量规
EC4195 | 2 | gauge of BS 4573 fig2,fig3 |  |  | SH Lab | 85#5F-Gauge room | II | 2020-06-05 | 2021-06-04 | EC JK | Closed |  | BS 4573量规
EC4195 | 3 | gauge of BS 4573 fig2,fig3 |  |  | SH Lab | 85#5F-Gauge room | II | 2020-06-05 | 2021-06-04 | EC JK | Closed |  | BS 4573量规
EC4195 | 4 | gauge of BS 4573 fig4 |  |  | SH Lab | 85#5F-Gauge room | II | 2020-06-05 | 2021-06-04 | EC JK | Closed |  | BS 4573量规
EC4195 | 5 | gauge of BS 4573 fig5 |  |  | SH Lab | 85#5F-Gauge room | II | 2020-06-05 | 2021-06-04 | EC JK | Closed |  | BS 4573量规
EC4195 | 6 | gauge of BS 4573 fig7 |  |  | SH Lab | 85#5F-Gauge room | II | 2020-06-05 | 2021-06-04 | EC JK | Closed |  | BS 4573量规
EC4196 |  | shadow band |  |  | SH Lab |  | III | 2009-05-27 | — | ES JH | Acceptance check passed, waiting for PL acceptance |  | 遮光带
EC4197 |  | flow sensor | LWGY-40 | 906042 | SH Lab | 86#1F-Water-proof test lab | I | 2019-10-18 | 2021-10-17 | SIMT | Closed |  | 流量传感器
EC4198 |  | Probe for impellers of portable appliances |  |  | XM Lab | Xiamen test lab | II | 2020-06-15 | 2021-06-14 | EC JZ | Closed |  | 测试指(PA160B)
EC4199 |  | Probe (S2140A) |  |  | XM Lab | Xiamen test lab | II | 2020-06-15 | 2021-06-14 | EC JZ | Closed |  | 测试指(S2140A)
EC4200 |  | Probe for film-coated wire |  |  | XM Lab | Xiamen test lab | II | 2020-06-15 | 2021-06-14 | EC JZ | Closed |  | 测试指(PA140A)
EC4201 |  | Probe for moving parts and uninsulated live parts |  |  | XM Lab | Xiamen test lab | II | 2020-06-15 | 2021-06-14 | EC JZ | Closed |  | 测试指(PA130A)
EC4202 |  | Thickness meter |  | 080005569-H | SH Lab | 51#7F-CM test lab | I | 2011-06-09 | — | SIMT | Disposal | 2014.07.29 交马伟，做工具使用。 | 涂层厚度表
EC4203 |  | Digital clock | 带日历，带倒计时 |  | SH Lab | 85#5F-Battery test lab | I | 2020-05-28 | 2021-05-27 | JSMI | Closed | 电池申请CBTL扩充设备 | 数字显示式时钟
EC4204 |  | Human body test mass |  |  | SH Lab | 51#7F-CM test lab | III | 2009-06-19 | — |  | Closed |  | 人体模型
EC4205 |  | ccd camera | usb |  | SH Lab | Shibei PV lab | III | 2009-06-19 | — | ES JH | Closed |  | 视频内窥镜
EC4206 |  | Antenna | CBL 6112D | 27625 | SH Lab | 86#6F-SAC-Semi anechoic chamber test lab | I | 2019-09-25 | 2020-09-24 | NIM | Calibrating |  | 天线
EC4207 |  | Pressure testing pump |  |  | QD | Qindao test lab | III | 2009-06-23 | — | ES JH | Closed |  | 水压测试泵
EC4208 |  | Mild Steel Bar |  |  | SH Lab | 86#2F-Construction test lab(Ⅰ) | III | 2009-06-24 | — | ES JH | Closed |  | 钢块
EC4209 |  | Test rod |  |  | SH Lab | 86#3F-Home appliance test lab | II | 2020-06-29 | 2021-06-28 | EC JK | Closed |  | 测试棒
EC4210 |  | C&L LOAD |  |  | SH Lab | 86#2F-Power supply test lab | III | 2009-06-30 | — | ES JH | Closed |  | 电容电感负载柜
EC4211 |  | Test corner |  |  | SH Lab | 51#7F-PPT test lab | III | 2009-07-08 | — | ES LWF | Closed | according to EC3160 | 试验角
EC4212 |  | apparatus for impact test at low temperature |  |  | SH Lab | 85#5F-ACCE & LUM test lab | II | 2019-11-07 | 2020-11-06 | ES AW | Closed | 原设备号. EC2143，需要维修并改进 | 低温冲击设备
EC4213 |  | bending test device for low temperature |  |  | SH Lab | Shibei PV lab | III | 2009-11-07 | — | ES JH | Closed |  | 低温卷绕装置
EC4214 | 1 | reference cell |  | 0907-1# | SH Lab | Qindao test lab | I | 2011-06-17 | — | SIMT | Out of service |  | 参考电池
EC4214 | 2 | reference cell |  | 0907-2# | SH Lab | Qindao test lab | I | 2010-12-17 | — | SIMT | Out of service |  | 参考电池
EC4215 |  | CCD camera | na |  | SH Lab | 86#2F-TCO test lab | III | 2009-08-10 | — | ES JH | Closed |  | CCD 摄像头测量系统以及软件
EC4216 |  | temperature -humidity test | SETH-Z-102L | 8063091021 | SH Lab | 86#2F-Power supply test lab | II | 2020-02-14 | 2021-02-13 | EC JZ | Closed |  | 潮态测试箱
EC4217 |  | Cord Anchorage Torque Device |  |  | XM Lab | Xiamen test lab | II | 2020-06-16 | 2021-06-15 | EC JZ | Closed | 找国内供应商制做,降低成本. | 电缆扭力器
EC4218 |  | Measuring network, weighted for high frequency protective conductor currents |  |  | XM Lab | Xiamen test lab | II | 2020-08-05 | 2021-08-04 | ES AW | Closed |  | 高频保护导体电流测试盒
EC4219 |  | High Voltage Differential Probe | P5210 | B016107 | XM Lab | Xiamen test lab | III | 2009-08-16 | — | ES JH | Closed |  | 高压差分探头
EC4220 |  | monitor/television receiver: Colour generator | AS5377-1 | AJ013 | XM Lab | Xiamen test lab | I | 2015-07-21 | — | SQI | Disposal |  | 彩条信号发生器
EC4221 |  | Electronic tachometer | RM-1000 | 9060133 | SH Lab | 51#7F-PPT test lab | I | 2020-08-26 | 2021-08-25 | JSMI | Closed | Manufacturer:TES(泰仕) | 光电转速计
EC4222 |  | Noise tester | 945 | 99480011 | SH Lab | 86#2F-Performance test lab | I | 2009-08-18 | — | SIMT | Out of service | Manufacturer:Fluke | 噪音计
EC4223 |  | Switch box for leakage current filter |  |  | SH Lab | 51#7F-PPT test lab | III | 2009-08-24 | — | ES JH | Closed |  | 泄漏电流用开关盒
EC4224 |  | Thermometer | 54II | 99650039 | SH Lab | 51#7F-PPT test lab | II | 2020-09-06 | 2021-09-05 | ES AW | Closed | 双通道 500点数据记录 | 点温计
EC4225 |  | Digital Multimeter | F287 | 99440154 | SH Lab | 51#7F-PPT test lab | II | 2020-09-07 | 2021-09-06 | EC JZ | Closed | FLUKE | 数字万用表
EC4226 |  | DC power source | 62010P | 62010PE00247 | SH Lab | 86#4F-Multimedia test lab | I | 2019-11-15 | 2020-11-14 | JSMI | Closed |  | 直流电源
EC4227 |  | Pressure meter |  |  | SH Lab | 86#3F-Home appliance test lab | I | 2020-08-19 | 2021-08-18 | JSMI | Closed | Attention to interface with the current line size | 压力表
EC4228 |  | AC Hi-Pot tester | ZHZ8-1KVA-5KV | N00358 | SH Lab | 51#7F-PPT test lab | I | 2016-08-02 | — | JSMI | Out of service | 封存； | 交流耐压仪
EC4229 |  | Digital caliper |  | 308100345 | SH Lab | 85#5F-ACCE & LUM test lab | I | 2019-04-04 | — | JSMI | Disposal |  | 游标卡尺
EC4230 |  | Fixture for Thermocouple |  |  | SH Lab | 51#7F-PPT test lab | III | 2009-09-03 | — | ES JH | Closed |  | 热电偶支架
EC4231 |  | Push-pull scale | FB-200N | 208662 | SH Lab | 51#7F-PPT test lab | I | 2020-09-16 | 2021-09-15 | JSMI | Closed | IMADA | 推拉力计
EC4232 |  | Milliohm meter | 3541 | 90325633 | SH Lab | 86#2F-Power supply test lab | I | 2019-10-08 | 2020-10-07 | JSMI | Calibrating |  | 毫欧计
EC4233 |  | Data Acquisition/Switch Unit | 34970A | MY44047642 | SH ACCE | 85#5F-ACCE & LUM test lab | II | 2020-09-07 | 2021-09-06 | ES AW | Closed | Agilent BenchLink Data Logger 3版本4.2.00 | 数据采集仪
EC4233 | 1 | Data Acquisition/Switch Unit | 34901A | MY41106145 | SH Lab | 85#5F-ACCE & LUM test lab | III | 2009-09-07 | — | ES JH | Closed |  | 数据采集仪
EC4233 | 2 | Data Acquisition/Switch Unit | 34901A | MY41104396 | SH Lab | 86#2F-Power supply test lab | III | 2009-09-07 | — | ES JH | Closed |  | 数据采集仪
EC4234 |  | Data Acquisition/Switch Unit | 34970A | MY44047641 | SH Lab | 51#7F-PPT test lab | II | 2020-09-15 | 2021-09-14 | ES AW | Closed | Agilent BenchLink Data Logger 3版本4.2.00 | 数据采集仪
EC4235 |  | Temperature and Humidity Recorder | ZJ1-2A | 807079 | QD | Qindao test lab | I | 2015-03-04 | — | SIMT | Out of service | 封存 | 温湿度记录仪
EC4236 |  | Test Probe |  |  | SH Lab | 51#7F-PPT test lab | II | 2019-10-08 | 2020-10-07 | EC JK | Closed |  | 试验棒
EC4237 |  | Testing Box for Rectifying Effect | its自制 |  | XM Lab | Xiamen test lab | III | 2009-09-15 | — | ES JH | Closed | 厦门提供6个RGP 30M二极管 | 整流效应测试盒
EC4238 |  | Leakage Current Testing Network-Humidity test |  |  | QD | Qindao test lab | I | 2018-02-07 | — | GRGT | Disposal | 购买后, 可增强本地化服务的能力, 提高竞争力, 如不买, 会降低竞争优势, 丢失客户 | 潮态泄漏电流测试网络
EC4239 |  | steel plate with coating of rubber |  |  | SH Lab | 85#5F-ACCE & LUM test lab | III | 2009-09-21 | — | ES JH | Closed |  | 跌落钢板
EC4240 |  | Leakage Current Filter | fig.4 |  | SH Lab | 51#7F-PPT test lab | I | 2020-06-15 | 2021-06-14 | SIMT | Closed |  | 泄漏电流测试盒
EC4241 | 1 | SURGE GENERATOR | 定制 |  | SH Lab | 86#2F-Power supply test lab | I | 2012-09-23 | — | SIMT | Out of service | 组里申请封存,组里自行保管 | 浪涌发生器
EC4241 | 2 | SURGE GENERATOR | 定制 |  | SH Lab | 86#2F-Power supply test lab | I | 2012-10-29 | — | SIMT | Out of service | 组里申请封存,组里自行保管 | 浪涌发生器
EC4241 | 3 | isolated net | 隔离匹配网络 |  | SH Lab | 86#2F-Power supply test lab | III | 2009-10-29 | — | ES JH | Closed |  | 隔离匹配网络
EC4241 | 4 | SURGE GENERATOR | 0.5J |  | SH Lab | 86#2F-Power supply test lab | I | 2009-11-02 | — | SIMT | Disposal | 无此设备，编号多余 | 0.5J浪涌发生器
EC4242 |  | DC－source | 定制 |  | SH Lab | 85#5F-Battery test lab | III | 2009-10-13 | — | ES JH | Closed | 用于CBTL评审需要的设备 | 多路输出直流电源
EC4243 | 1 | ARI Chiller Witness Test Equipment System |  |  | SH Lab | 86#3F-Cooking & HVAC test lab | III | 2009-10-13 | — | ES JH | Closed | This is U.S.A the ARI new test request and new contract requirement. | 冷却装置目击测试设备系统
EC4243 | 2 | GE Druck | PMP4170 | 3007369 | SH Lab | 86#3F-Construction test lab (Ⅱ) | I | 2011-01-04 | — | SIMT | Disposal | This is U.S.A ARI New test request and new contract requirement | GE压力测量装置
EC4243 | 3 | GE Druck | PMP4170 | 3007377 | SH Lab | 86#3F-Construction test lab (Ⅱ) | I | 2014-01-15 | — | SIMT | Disposal | This is U.S.A ARI New test request and new contract requirement | GE压力测量装置
EC4243 | 4 | GE Druck-1 | PMP4070 | 3004396 | SH Lab | 86#3F-Construction test lab (Ⅱ) | I | 2015-01-16 | — | SIMT | Out of service | 封存； | GE压力测量装置组件
EC4243 | 5 | GE Druck-1 | PMP4070 | 3004397 | SH Lab | 86#3F-Construction test lab (Ⅱ) | I | 2015-01-16 | — | SIMT | Out of service | 封存； | GE压力测量装置组件
EC4243 | 6 | ARI Chiller Witness Test Equipment System | KUSB-3108 | 1202007 | SH Lab | 86#3F-Construction test lab (Ⅱ) | III | 2009-10-29 | — | ES JH | Closed | 采集卡 | 冷却装置目击测试设备系统－采集卡
EC4243 | 7 | ARI Chiller Witness Test Equipment System | GPIB/ENET-100 |  | SH Lab | 86#3F-Construction test lab (Ⅱ) | III | 2009-10-29 | — | ES JH | Closed | GPIB WAN 转换卡 | 冷却装置目击测试设备系统-GBIP卡
EC4243 | 8 | ARI Chiller Witness Test Equipment System | 4203 |  | SH Lab | 86#3F-Construction test lab (Ⅱ) | III | 2009-10-29 | — | ES JH | Closed | This is U.S.A the ARI new test request and new contract requirement. | 冷却装置目击测试设备系统－RS232转换卡
EC4244 |  | oxygen analyser | GNL-3000 | 909191876 | SH Lab | 51#7F-CM test lab | I | 2019-11-07 | 2020-11-06 | JSMI | Closed |  | 氧浓度分析仪
EC4245 |  | Spring Hammer |  |  | SH Lab | 51#7F-PPT test lab | II | 2020-07-08 | 2020-10-07 | EC JK | Closed |  | 冲击锤
EC4246 |  | Spring Hammer |  |  | SH Lab | 51#7F-PPT test lab | II | 2020-07-08 | 2020-10-07 | EC JK | Closed |  | 冲击锤
EC4247 |  | Spring hammer |  |  | SH Lab | 51#7F-PPT test lab | II | 2020-07-08 | 2020-10-07 | EC JK | Closed |  | 冲击锤
EC4248 |  | Spring Hammer |  |  | SH Lab | 51#7F-PPT test lab | II | 2020-07-08 | 2020-10-07 | EC JK | Closed |  | 冲击锤
EC4249 |  | standard test corner |  |  | QD | Qindao test lab | III | 2009-12-10 | — | ES LWF | Closed | 购买后可提高竞争优势，提供本地化测试服务，如不买，会降低竞争优势，丢失客户 | 标准测试角
EC4250 |  | Chroma meter | cs-100a | 34925009 | SH Lab | 51#7F-LUM test lab | I | 2020-05-06 | 2021-05-05 | NIM | Closed |  | 色彩亮度计
EC4251 | 1 | Residual current device | NL1-63 |  | SH Lab | 86#3F-Construction test lab (Ⅱ) | II | 2020-05-06 | 2021-05-05 | ES AW | Closed |  | 剩余漏电保护器
EC4251 | 2 | Residual current device | NL1-63 |  | SH Lab | 86#3F-Construction test lab (Ⅱ) | II | 2020-05-06 | 2021-05-05 | ES AW | Closed |  | 剩余漏电保护器
EC4251 | 3 | Residual current device | NL1-63 |  | SH Lab | 86#3F-Construction test lab (Ⅱ) | II | 2020-05-06 | 2021-05-05 | ES AW | Closed |  | 剩余漏电保护器
EC4252 |  | Data Acquisition/Switch Unit | 34970A | MY 44048248 | AV | 86#4F-Multimedia test lab | II | 2019-11-04 | 2020-11-03 | ES AW | Closed |  | 数据采集仪
EC4252 | 1 | Module for data acquisition/switch unit | 34901A | MY41106764 | SH Lab | 51#7F-CM test lab | III | 2009-10-29 | — | ES JH | Closed |  | 模块
EC4252 | 2 | Module for data acquisition/switch unit | 34901A | MY41106763 | SH Lab | 51#7F-CM test lab | III | 2009-10-29 | — | ES JH | Closed |  | 模块
EC4252 | 3 | Module for data acquisition/switch unit | 34901A | MY41106755 | SH Lab | 51#7F-CM test lab | III | 2009-10-29 | — | ES JH | Closed |  | 模块
EC4253 | 2 | ARI Chiller Witness Test Equipment System |  |  | SH Lab | [5 empty] | Equipment arrived, waiting for acceptance check | This is U.S.A the ARI new test request and new contract requirement. | 冷却装置目击测试设备系统
EC4254 |  | air flow meter | QZL-5A | 9080520 | SH Lab | 51#7F-CM test lab | I | 2009-12-02 | — | SIMT | Disposal |  | 气体流量计
EC4255 | 1 | Specturometer | PMS-700 | 806002 | SH Lab | 85#5F-ACCE & LUM test lab | III | 2009-09-11 | — | ZMT | Closed | 主机 | 紫外泄漏测试系统－光谱仪
EC4255 | 2 | Specturometer-quartz optical fiber | 1.2m |  | SH Lab | 85#5F-ACCE & LUM test lab | III | 2009-12-04 | — |  | Closed | 紫外泄漏测试系统－石英光纤 | 紫外泄漏测试系统－石英光纤
EC4255 | 3 | Specturometer-integrating sphere | r＝80mm |  | SH Lab | 85#5F-ACCE & LUM test lab | III | 2009-12-04 | — |  | Closed | 积分球 | 紫外泄漏测试系统－积分球
EC4255 | 4 | Specturometer-standard lamp | D204BH | 806005 | SH Lab | 85#5F-ACCE & LUM test lab | I | 2019-04-22 | 2021-04-21 | NIM | Closed | 使用寿命50小时 | 紫外泄漏测试系统－标准灯
EC4255 | 5 | Specturometer-power | WY305 | 908049 | SH Lab | 85#5F-ACCE & LUM test lab | I | 2019-10-14 | 2020-10-13 | JSMI | Calibrating |  | 紫外泄漏测试系统－数显电源
EC4255 | 6 | Specturometer-white board |  |  | SH Lab | 85#5F-ACCE & LUM test lab | I | 2020-09-27 | 2021-09-26 | JSMI | Closed | 白板 | 紫外泄漏测试系统－白板
EC4255 | 7 | Specturometer-black board | PMS-700 | 806002 | SH Lab | 85#5F-ACCE & LUM test lab | II | 2020-08-26 | 2021-08-25 | ES AW | Closed | 黑板 | 紫外泄漏测试系统－黑板
EC4256 |  | Ambient Temperature Barrel for Test Corner |  |  | QD | Qindao test lab | III | 2009-11-02 | — | ES JH | Closed | 购买后,增强本地化服务水平,提高竞争力, 如不买, 会降低竞争力, 丢失客户 | 环温测试桶
EC4257 |  | Tesst corner |  |  | SH Lab | 86#3F-Cooking & HVAC test lab | III | 2009-11-12 | — | ES JH | Closed | 请先确定详细图纸，再加工。 | 测试角
EC4257 | 1 | Tesst corner |  |  | SH Lab | 86#3F-Cooking & HVAC test lab | III | 2009-11-12 | — | ES JH | Closed | 请先确定详细图纸，再加工。 | 测试角
EC4258 |  | test probe |  |  | QD | Qindao test lab | II | 2020-08-08 | 2021-08-07 | EC JZ | Closed |  | 测试针
EC4259 |  | Weight | 6.080kg |  | XM Lab | Xiamen test lab | III | 2015-06-16 | — | ES LLS | Closed | 厦门制做 | 砝码
EC4260 |  | Pressure/Vacuum Transducer Module | PV350 | 97150112 | SH Lab | 51#7F-CM test lab | I | 2017-03-15 | — | JSMI | Disposal |  | 压力测试模块
EC4261 |  | Electronic inclinometer | EN17 |  | SH Lab | 86#3F-Construction test lab (Ⅱ) | I | 2019-10-31 | 2020-10-30 | JSMI | Calibrating |  | 倾斜计 角度仪
EC4262 |  | 热电偶支架 |  |  | SH Lab | 51#7F-CM test lab | III | 2009-11-25 | — | ES JH | Closed | 配给原先购买的安捷伦采集仪 | thermal coupler shelf
EC4263 |  | 热电偶支架 |  |  | SH Lab | 51#7F-CM test lab | III | 2009-11-25 | — | ES JH | Closed | 配给原先购买的安捷伦采集仪 | thermal coupler shelf
EC4264 |  | 热电偶支架 |  |  | SH Lab | 51#7F-CM test lab | III | 2009-11-25 | — | ES JH | Closed | 配给原先购买的安捷伦采集仪 | thermal coupler shelf
EC4265 |  | High-temperature differential pressure anemometer | H2134P.0 | 8002532 | SH Lab | 51#7F-PPT test lab | I | 2018-11-03 | — | SIMT | Disposal | Manufacturer:意大利德尔特（DELTA OHM) | 高温压差式风速计
EC4266 |  | Digital scale | AUY220 | D449811329 | SH Lab | 86#4F-Calibration room | I | 2020-04-14 | 2021-04-13 | JSMI | Closed | 原EH1450 | 电子天平
EC4267 |  | AC power source | AFC-31015T | F309080069 | SH Lab | 51#7F-CM test lab | III | 2009-12-04 | — | ES JH | Closed |  | 交流变频电源
EC4268 |  | Shadow band |  |  | SH Lab | Shibei PV lab | III | 2009-12-03 | — | ES LWF | Closed |  | 遮光带
EC4269 |  | splash apparatus Fig 101 |  |  | QD | Qindao test lab | II | 2020-08-08 | 2021-08-07 | ES AW | Closed | 购买户可增加本地化测试能力, 提高竞争力, 如不买, 会降低竞争力, 丢失客户 | 饮料机溅水测试装置
EC4270 |  | supporting for socket of thermal couple |  |  | QD | Qindao test lab | III | 2009-12-03 | — | ES JH | Closed | 增强本地化测试能力,提高竞争力, 如不买, 会降低竞争力, 丢失客户 | 80路热电偶插座支架
EC4271 |  | supporting for socket of thermal couple |  |  | QD | Qindao test lab | III | 2009-12-03 | — | ES JH | Closed | 增强本地化测试能力,提高竞争力, 如不买, 会降低竞争力, 丢失客户 | 20路热电偶插座支架
EC4272 |  | PR655 SL-1x accessory | SL-1X | 65084302 | SH Lab | 86#2F-TCO test lab | III | 2009-12-02 | — | ES JH | Closed |  | PR655 SL-1x 附件
EC4273 |  | Digital scale | AWH-15KG | S09201284 | SH Lab | 86#2F-Garden tools test lab (Ⅱ) | I | 2019-11-14 | 2020-11-13 | JSMI | Closed |  | 电子秤
EC4274 |  | transformer |  |  | SH Lab | 85#5F-ACCE & LUM test lab | III | 2009-12-10 | — | ES JH | Closed |  | 调压器
EC4275 |  | insulation transformer |  |  | SH Lab | 51#7F-CM test lab | III | 2009-12-14 | — | ES JH | Closed |  | 调压隔离变压器
EC4276 |  | CCD camera and relevants |  |  | SH Lab | 85#5F-ACCE & LUM test lab | III | 2009-12-14 | — | ES JH | Disposal |  | CCD探头及附件
EC4277 |  | Digital power meter | WT210 760401-H | 91JB18568 | SH Lab | 86#4F-Multimedia test lab | I | 2020-05-19 | 2021-05-18 | JSMI | Closed | WTViewer Version 5.01 | 数字功率表
EC4278 |  | Infrared thermometer | LS | 812 0039 | SH Lab | 86#3F-Home appliance test lab | I | 2020-03-12 | — | SIMT | Repairing |  | 红外线测温仪
EC4279 |  | household appliance durability test facility and relevant accessories |  |  | SH Lab | 51#7F-PPT test lab | III | 2013-05-27 | — | ES LWF | Closed | Durability functions can be executed for ON/OFF and basic action by PLC and relevant automatic control facility. The facility can cover the basic durability test for toaster/oven/ kettle/coffee maker/iron/ blender or relevant appliance. | 小家电寿命实验架及相关设备
EC4280 |  | Digital Caliper | 0-200mm | 430973476 | SH Lab | 85#5F-ACCE & LUM test lab | I | 2020-03-06 | — | JSMI | Disposal |  | 电子数显卡尺
EC4281 |  | Digital Caliper | 0-200mm | 208113152 | SH Lab | 85#5F-ACCE & LUM test lab | I | 2016-10-25 | — | MFG | Disposal |  | 电子数显卡尺
EC4282 |  | Infrared Thermal Imager | Ti10 | 9100104 | SH Lab | 85#5F-ACCE & LUM test lab | I | 2020-01-13 | 2021-01-12 | SIMT | Closed |  | 热成像仪
EC4283 |  | portable data acquisition | GL800 |  | SH Lab | 86#2F-Power supply test lab | II | 2019-10-20 | 2020-10-19 | EC JZ | Closed |  | 便携式数据采集仪
EC4284 |  | differencial high voltage probe | P5210 |  | SH Lab | 85#5F-ACCE & LUM test lab | I | 2011-03-10 | — | SIMT | Disposal |  | 高压差分探头
EC4285 |  | TPA to BNC | TPA to BNC |  | SH Lab | 85#5F-ACCE & LUM test lab | III | 2009-12-29 | — | ES JH | Closed |  | 转接器
EC4286 |  | High voltage probe for Oscilloscope | P6015A | B061636 | QD | Qindao test lab | I | 2020-03-19 | 2021-06-18 | GRGT | Closed | 购买后，可增强本地化服务的能力，提高竞争力，如不买，会降低竞争力，丢失客户。 | 示波器高压探棒
EC4287 |  | Integral module of Oscilloscope(Model: TDS 3AAM) | TDS 3AAM |  | QD | Qindao test lab | III | 2009-12-29 | — | ES JH | Closed | 购买后，可增强本地化服务的能力，提高竞争力，如不买，会降低竞争优势，丢失客户。 | 示波器积分模块 (型号：TDS 3AAM)
EC4288 |  | Multimeter | F289 | 10290200 | SH ACCE | 85#5F-ACCE & LUM test lab | II | 2019-12-28 | 2020-12-27 | EC JZ | Closed |  | 数字式万用表
EC4289 |  | temperature record | mv-1000 |  | SH Lab | 86#3F-Cooking & HVAC test lab | II | 2020-02-02 | 2021-02-01 | ES AW | Closed |  | 温度记录仪
EC4290 |  | power meter | wt210 | 91K209050 | SH Lab | 86#3F-Cooking & HVAC test lab | I | 2020-05-19 | 2021-05-18 | JSMI | Closed |  | 功率表
EC4291 |  | AC Ground Bond Tester | 7316 | 1370169 | SH Lab | 86#3F-3F Power distribution room | I | 2020-03-25 | 2021-03-24 | JSMI | Closed |  | 接地电阻测试仪
EC4292 |  | AC frequency converter power | AFC-31010 |  | SH Lab | 51#7F-PPT test lab | III | 2009-12-29 | — | ES JH | Closed | Manufacturer:APC(苏州爱普斯电源） | 交流变频电源
EC4293 |  | TEST FOOT |  |  | QD | Qindao test lab | II | 2020-02-12 | 2021-02-11 | EC JZ | Closed |  | 人工腿
EC4294 |  | test arm |  |  | QD | Qindao test lab | II | 2020-02-12 | 2021-02-11 | EC JZ | Closed |  | 人工手臂
EC4295 |  | Cord Anchorage Torque Device | 非标定制 |  | SH ACCE | 85#5F-ACCE & LUM test lab | II | 2020-02-03 | 2021-02-02 | ES AW | Closed |  | 扭力测试设备
EC4296 |  | Thermometer |  | 2378 | SH Lab | 86#2F-MD test lab | I | 2020-05-26 | 2021-05-25 | JSMI | Closed |  | 温度计
EC4296 | 1 | Probe |  | B01439 | SH Lab | 86#2F-MD test lab | I | 2020-05-26 | 2021-05-25 | JSMI | Closed |  | 探头
EC4297 | 1 | Highpass Filter | WHKX1.0/15G-10SS | 13 | SH Lab | 86#6F-SAC-Semi anechoic chamber test lab | I | 2020-03-20 | 2021-03-19 | SIMT | Closed |  | 高通滤波器
EC4297 | 2 | Highpass Filter | WHKX2.8/18G-12SS | 2 | SH Lab | 86#6F-SAC-Semi anechoic chamber test lab | I | 2020-03-20 | 2021-03-19 | SIMT | Closed |  | 高通滤波器
EC4297 | 3 | Highpass Filter | WHKX7.0/18G-8SS | 26 | SH Lab | 86#6F-SAC-Semi anechoic chamber test lab | I | 2020-03-20 | 2021-03-19 | SIMT | Closed |  | 高通滤波器
EC4297 | 4 | Band Reject Filter | WRCGV2400/2483-2390/2493-35/10SS | 3 | SH Lab | 86#6F-SAC-Semi anechoic chamber test lab | I | 2020-03-20 | 2021-03-19 | SIMT | Closed |  | 滤波器
EC4298 |  | Switzerland test gauge |  |  | SH Lab | 85#5F-Gauge room | II | 2020-05-13 | 2021-05-12 | EC JZ | Closed |  | 瑞士量规(A)
EC4299 |  | Switzerland test gauge |  |  | SH Lab | 85#5F-Gauge room | II | 2019-05-13 | — | EC JZ | Damaged |  | 瑞士量规(B)
EC4300 |  | Switzerland test gauge |  |  | SH Lab | 85#5F-Gauge room | II | 2020-05-13 | 2021-05-12 | EC JZ | Closed |  | 瑞士量规(C)
EC4301 |  | apparatus for spillage test Fig 101 |  |  | QD | Qindao test lab | II | 2020-02-09 | 2021-02-08 | ES AW | Closed | 购买后,可增强本地化测试能力,提高竞争力, 如不买, 会降低竞争力, 对丢失客户 | 冰箱溅水测试装置
EC4302 |  | Ruler of measurement flame height |  |  | XM Lab | Xiamen test lab | III | 2010-07-22 | — | ES LWF | Closed | EC3741中已存在，重复编号。 | 火焰高度尺
EC4303 |  | Stopwatch | SJ9-2II |  | SH Lab | 86#1F-Garden tools test lab (Ⅰ) | I | 2012-02-06 | — | SIMT | Disposal |  | 秒表
EC4304 |  | Sauna room for testing sauna heating appliances |  |  | SH Lab | Shibei PV lab | III | 2010-03-21 | — | ES JH | Closed |  | 桑拿房
EC4305 |  | Digital Caliper | 0-200mm | 9071243 | SH Lab | 86#4F-Multimedia test lab | I | 2020-09-25 | 2021-09-24 | JSMI | Closed |  | 电子数显卡尺
EC4306 |  | Digital Caliper | 0-200mm | 9071244 | SH Lab | 86#4F-Multimedia test lab | I | 2011-03-09 | — | SIMT | Disposal |  | 电子数显卡尺
EC4307 |  | Digital Caliper | 0-200mm | 9080034 | SH Lab | 86#4F-Multimedia test lab | I | 2020-04-29 | 2021-04-28 | JSMI | Closed |  | 电子数显卡尺
EC4308 |  | Digital Caliper | 0-200mm | 9080080 | SH Lab | 86#4F-Multimedia test lab | I | 2017-08-30 | — | JSMI | Out of service | (2018.08.29封存) | 电子数显卡尺
EC4309 |  | patient simulator for blood pressure | BPPUMP2M | 1201011 | SH Lab | 51#7F-CM test lab | I | 2020-05-19 | 2021-05-18 | SIMT | Closed |  | 血压模拟器
EC4310 |  | gauge |  |  | SH Lab | 51#7F-CM test lab | II | 2012-04-09 | — | ES LWF | Damaged |  | 塞规
EC4311 |  | gauge |  |  | SH Lab | 51#7F-PPT test lab | II | 2020-04-09 | 2021-04-08 | EC JK | Closed |  | 塞规
EC4312 |  | loading pad |  |  | SH Lab | 51#7F-CM test lab | III | 2018-04-05 | — | EC JZ | Closed |  | 负载垫
EC4313 |  | cylinder tool |  |  | SH Lab | 51#7F-PPT test lab | II | 2020-04-09 | 2021-04-08 | EC JK | Closed |  | 圆柱
EC4314 |  | CONE TOOL |  |  | SH Lab | 51#7F-CM test lab | II | 2020-04-06 | 2021-04-05 | EC JZ | Closed |  | 锥形
EC4315 |  | test chamber | SETH-Z-102U | 8072101003 | SH Lab | 86#2F-TCO test lab | II | 2020-08-10 | 2021-08-09 | ES AW | Closed |  | 环境测试箱
EC4316 |  | Weight |  |  | SH Lab | 85#5F-Gauge room | III | 2015-04-26 | — | ES CZ | Closed |  | 重块
EC4317 |  | Weight |  |  | SH Lab | 85#5F-Gauge room | III | 2015-04-06 | — | ES CZ | Closed |  | 重块
EC4318 |  | Power meter | N1911A | MY50000186 | SH Lab | 86#4F-EMC test lab | I | 2020-06-16 | 2021-06-15 | JSMI | Closed |  | 射频功率计
EC4318 | 1 | Power sensor | N1921A | MY50070010 | SH Lab | 86#4F-EMC test lab | I | 2020-06-16 | 2021-06-15 | MFG | Closed |  | 探头
EC4319 |  | steel measuring tape | 0-5m | X-1 | SH Lab | 85#5F-ACCE & LUM test lab | I | 2014-04-09 | — | SIMT | Out of service |  | 钢卷尺
EC4320 |  | straight steel ruler | 1m |  | SH Lab | 85#5F-ACCE & LUM test lab | III | 2015-04-20 | — | JSMI | Closed | 2015.06.22 | 钢直尺
EC4321 |  | Test Rod |  |  | YY Eng | Yuyao test lab | II | 2020-04-06 | 2021-04-05 | EC JK | Closed | 急用 | 8mm试验棒
EC4322 |  | Test Rod |  |  | YY Eng | Yuyao test lab | II | 2020-04-06 | 2021-04-05 | EC JK | Closed | 急用 | 40mm柱形棒
EC4323 |  | Test finger |  |  | CIXI | CIXI test lab | II | 2020-04-19 | 2021-04-18 | ES AW | Closed | 急用 | 试验指
EC4324 |  | Power Meter | wt210 | 91K316234 | XM Lab | Xiamen test lab | I | 2019-09-06 | 2020-09-05 | GRGT | Calibrating | 能测电源谐波分量,具有直流功率积分功能等 | 功率表
EC4325 |  | scratching tool tip |  |  | QD | Qindao test lab | II | 2020-04-27 | 2021-04-26 | EC JZ | Closed | 购买后，可增加竞争优势，提供本地化测试服务，如不买，会降低竞争优势，丢失客户。 | 刮擦测试测试指
EC4326 |  | AC frequency converter power | AFC-31010 | F310030144 | SH Lab | 86#2F-Power supply test lab | III | 2010-05-24 | — | ES JH | Closed |  | 交流变频电源
EC4327 |  | torque screw driver | N30LTDK | 09I095 | SH Lab | Shibei PV lab | I | 2020-03-23 | 2021-03-22 | JSMI | Closed |  | 扭力螺丝刀
EC4328 |  | torsional screwdriver | N12LTDK | 09J142 | SH Lab | 86#4F-Multimedia test lab | I | 2020-07-01 | 2021-06-30 | SIMT | Closed |  | 扭力螺丝刀
EC4329 |  | Test torque screwdriver | N12LTDK | 09J122 | XM Lab | Xiamen test lab | I | 2020-07-07 | 2021-07-06 | LISAI | Closed | 到设定值会打滑 | 扭矩螺丝刀
EC4330 |  | Inllumination meter | TES-1339 | 91107602 | SH Lab | 51#7F-PPT test lab | I | 2020-07-21 | 2021-07-20 | JSMI | Closed |  | 照度计
EC4331 |  | differential probes | P5210 | C020256 (B016644) | SH Lab | 86#4F-Multimedia test lab | I | 2020-06-10 | 2021-06-09 | SIMT | Closed | 维修更换后新序列号为：C020256 | 差分探头
EC4332 | 1 | gauges for VDE 0620-1:2010 |  |  | SH Lab | 85#5F-Gauge room | II | 2020-07-02 | 2021-07-01 | ES AW | Closed |  | Lehre1
EC4332 | 2 | gauges for VDE 0620-1:2010 |  |  | SH Lab | 85#5F-Gauge room | II | 2020-07-02 | 2021-07-01 | ES AW | Closed |  | Lehre1
EC4332 | 3 | gauges for VDE 0620-1:2010 |  |  | SH Lab | 85#5F-Gauge room | II | 2020-07-02 | 2021-07-01 | ES AW | Closed |  | Lehre1
EC4333 | 1 | gauges for VDE 0620-1:2010 |  |  | SH Lab | 85#5F-Gauge room | II | 2020-07-02 | 2021-07-01 | ES AW | Closed |  | Lehre2 2A
EC4333 | 2 | gauges for VDE 0620-1:2010 |  |  | SH Lab | 85#5F-Gauge room | II | 2020-07-02 | 2021-07-01 | ES AW | Closed |  | Lehre2 2B
EC4333 | 3 | gauges for VDE 0620-1:2010 |  |  | SH Lab | 85#5F-Gauge room | II | 2020-07-02 | 2021-07-01 | ES AW | Closed |  | Lehre2 2C
EC4334 |  | gauges for VDE 0620-1:2010 |  |  | SH Lab | 85#5F-Gauge room | II | 2020-07-02 | 2021-07-01 | ES AW | Closed |  | Lehre4
EC4335 |  | gauges for VDE 0620-1:2010 |  |  | SH Lab |  | II | 2020-07-02 | 2021-07-01 | ES AW | Closed |  | Lehre10B
EC4336 |  | gauges for VDE 0620-1:2010 |  |  | SH Lab |  | II | 2020-07-02 | 2021-07-01 | ES AW | Closed |  | Lehre12
EC4337 |  | gauges for VDE 0620-1:2010 |  |  | SH Lab |  | II | 2020-07-02 | 2021-07-01 | ES AW | Closed |  | Lehre14
EC4338 | 1 | gauges for VDE 0620-1:2010 |  |  | SH Lab |  | II | 2020-07-02 | 2021-07-01 | ES AW | Closed |  | Lehre16a
EC4338 | 2 | gauges for VDE 0620-1:2010 |  |  | SH Lab |  | II | 2020-07-02 | 2021-07-01 | ES AW | Closed |  | Lehre16b
EC4338 | 3 | gauges for VDE 0620-1:2010 |  |  | SH Lab |  | II | 2020-07-02 | 2021-07-01 | ES AW | Closed |  | Lehre16C
EC4338 | 4 | gauges for VDE 0620-1:2010 |  |  | SH Lab |  | II | 2020-07-02 | 2021-07-01 | ES AW | Closed |  | Lehre16D
EC4338 | 5 | gauges for VDE 0620-1:2010 |  |  | SH Lab |  | II | 2020-07-02 | 2021-07-01 | ES AW | Closed |  | Lehre16E
EC4339 |  | gauges for VDE 0620-1:2010 |  |  | SH Lab | 85#5F-Gauge room | II | 2020-07-02 | 2021-07-01 | EC JK | Closed |  | Lehre17
EC4340 |  | gauges for VDE 0620-1:2010 |  |  | SH Lab | 85#5F-Gauge room | II | 2020-07-02 | 2021-07-01 | EC JK | Closed |  | Lehre18
EC4341 | 1 | gauges for VDE 0620-1:2010 |  |  | SH Lab | 85#5F-Gauge room | II | 2020-07-02 | 2021-07-01 | EC JK | Closed |  | Lehre19a
EC4341 | 2 | gauges for VDE 0620-1:2010 |  |  | SH Lab | 85#5F-Gauge room | II | 2020-07-02 | 2021-07-01 | EC JK | Closed |  | Lehre19b
EC4342 | 1 | gauges for VDE 0620-1:2010 |  |  | SH Lab | 85#5F-Gauge room | II | 2020-07-02 | 2021-07-01 | EC JK | Closed |  | 测试块8×33×40;8×33.5×40;8×34×40;8×35×40
EC4342 | 2 | gauges for VDE 0620-1:2010 |  |  | SH Lab | 85#5F-Gauge room | II | 2020-07-02 | 2021-07-01 | EC JK | Closed |  | 测试块8×33×40;8×33.5×40;8×34×40;8×35×40
EC4342 | 3 | gauges for VDE 0620-1:2010 |  |  | SH Lab | 85#5F-Gauge room | II | 2020-07-02 | 2021-07-01 | EC JK | Closed |  | 测试块8×33×40;8×33.5×40;8×34×40;8×35×40
EC4343 | 1 | gauges for VDE 0620-1:2010 |  |  | SH Lab | 85#5F-Gauge room | II | 2020-07-02 | 2021-07-01 | EC JK | Closed |  | 测试块8×33×40;8×33.5×40;8×34×40;8×35×40
EC4343 | 2 | gauges for VDE 0620-1:2010 |  |  | SH Lab | 85#5F-Gauge room | II | 2020-07-02 | 2021-07-01 | EC JK | Closed |  | 测试块8×33×40;8×33.5×40;8×34×40;8×35×40
EC4343 | 3 | gauges for VDE 0620-1:2010 |  |  | SH Lab | 85#5F-Gauge room | II | 2020-07-02 | 2021-07-01 | EC JK | Closed |  | 测试块8×33×40;8×33.5×40;8×34×40;8×35×40
EC4344 | 1 | gauges for VDE 0620-1:2010 |  |  | SH Lab | 85#5F-Gauge room | II | 2020-07-02 | 2021-07-01 | EC JK | Closed |  | 测试块8×33×40;8×33.5×40;8×34×40;8×35×40
EC4344 | 2 | gauges for VDE 0620-1:2010 |  |  | SH Lab | 85#5F-Gauge room | II | 2020-07-02 | 2021-07-01 | EC JK | Closed |  | 测试块8×33×40;8×33.5×40;8×34×40;8×35×40
EC4344 | 3 | gauges for VDE 0620-1:2010 |  |  | SH Lab | 85#5F-Gauge room | II | 2020-07-02 | 2021-07-01 | EC JK | Closed |  | 测试块8×33×40;8×33.5×40;8×34×40;8×35×40
EC4345 | 1 | gauges for VDE 0620-1:2010 |  |  | SH Lab | 85#5F-Gauge room | II | 2020-07-02 | 2021-07-01 | EC JK | Closed |  | 测试块8×33×40;8×33.5×40;8×34×40;8×35×40
EC4345 | 2 | gauges for VDE 0620-1:2010 |  |  | SH Lab | 85#5F-Gauge room | II | 2020-07-02 | 2021-07-01 | EC JK | Closed |  | 测试块8×33×40;8×33.5×40;8×34×40;8×35×40
EC4345 | 3 | gauges for VDE 0620-1:2010 |  |  | SH Lab | 85#5F-Gauge room | II | 2020-07-02 | 2021-07-01 | EC JK | Closed |  | 测试块8×33×40;8×33.5×40;8×34×40;8×35×40
EC4346 |  | All pole switches endurance counting equipment | 两个6位220v计数，带面板复位 |  | SH Lab | 86#1F-Washing M/C test lab | I | 2019-11-11 | 2020-11-10 | JSMI | Closed |  | 全极开关耐久计数装置
EC4347 |  | Mild steel armature |  |  | XM Lab | Xiamen test lab | II | 2020-06-16 | 2021-06-15 | ES AW | Closed |  | 软钢衔铁
EC4348 |  | Test rod |  |  | XM Lab | Xiamen test lab | II | 2020-06-16 | 2021-06-15 | ES AW | Closed | 要便于施加2N的力. | 测试探针
EC4349 |  | Test rod |  |  | XM Lab | Xiamen test lab | II | 2020-06-16 | 2021-06-15 | ES AW | Closed |  | 测试探棒
EC4350 |  | Test porbe (12) |  |  | XM Lab | Xiamen test lab | II | 2020-06-16 | 2021-06-15 | ES AW | Closed |  | 测试指(12)
EC4351 |  | Glass vessel |  |  | XM Lab | Xiamen test lab | III | 2010-05-14 | — | ES LWF | Closed |  | 玻璃容器
EC4352 |  | spectrometer | VIS 300-1100 | 1004047U1~1004048U1 | SH Lab | Shibei PV lab | I | 2019-09-29 | 2020-09-28 | NIM | Calibrating |  | 光谱仪
EC4353 |  | spectrometer | NIR 1100-1700 | 1004047U1~1004048U1 | SH Lab | Shibei PV lab | I | 2017-08-24 | — | NIM | Out of service | (2018.08.23封存) | 光谱仪
EC4354 |  | spectrometer | 标准灯 |  | SH Lab | Shibei PV lab | I | 2010-05-10 | — | NIM | Out of service | 暂时封存 | 光谱仪
EC4355 |  | vernier caliper | 0-150mm | JC600006 | SH Lab | 85#5F-ACCE & LUM test lab | I | 2015-12-17 | — | SIMT | Disposal |  | 游标卡尺
EC4356 |  | vernier caliper | 0-150mm | JB500832 | SH Lab | 85#5F-ACCE & LUM test lab | I | 2020-05-28 | 2021-05-27 | JSMI | Closed |  | 游标卡尺
EC4357 |  | vernier caliper | 0-150mm | JC600678 | SH Lab | 85#5F-ACCE & LUM test lab | I | 2018-12-28 | — | JSMI | Disposal |  | 游标卡尺
EC4357 | 1 | Inclinometer |  |  | SH Lab | 85#5F-ACCE & LUM test lab | I | 2020-08-20 | 2021-08-19 | JSMI | Closed |  | 角度尺
EC4358 |  | Tubular motot test facility |  |  | SH Lab | 86#1F-Garden tools test lab (Ⅰ) | II | 2020-06-11 | 2021-06-10 | EC JZ | Closed |  | 管状电机测试架
EC4359 | 1 | Programmable time socket |  |  | XM Lab | Xiamen test lab | I | 2020-06-15 | 2021-06-14 | SETRI | Closed | 3脚插孔, 欧洲插座或万能插孔更佳.计量按照公司对时间的精度要求 | 可编程的定时插座
EC4359 | 2 | Programmable time socket |  |  | XM Lab | Xiamen test lab | I | 2020-06-15 | 2021-06-14 | SETRI | Closed | 3脚插孔, 欧洲插座或万能插孔更佳.计量按照公司对时间的精度要求 | 可编程的定时插座
EC4359 | 3 | Programmable time socket |  |  | XM Lab | Xiamen test lab | I | 2020-06-15 | 2021-06-14 | SETRI | Closed | 3脚插孔, 欧洲插座或万能插孔更佳.计量按照公司对时间的精度要求 | 可编程的定时插座
EC4359 | 4 | Programmable time socket |  |  | XM Lab | Xiamen test lab | I | 2020-06-15 | 2021-06-14 | SETRI | Closed | 3脚插孔, 欧洲插座或万能插孔更佳.计量按照公司对时间的精度要求 | 可编程的定时插座
EC4360 |  | DATA LOGGER | MX100,4*10输入，2*10输出 | 91K417895 | SH Lab | Shibei PV lab | I | 2020-05-14 | 2021-05-13 | JSMI | Closed |  | 数据采集器
EC4361 |  | Gauge for lamp holder |  |  | XM Lab | Xiamen test lab | II | 2020-05-23 | 2021-05-22 | EC JZ | Closed |  | E17灯头量规7006-27K-1
EC4362 |  | Gauge for lamp holder |  |  | XM Lab | Xiamen test lab | II | 2020-05-23 | 2021-05-22 | EC JZ | Closed |  | E17灯头量规7006-28F-1
EC4363 |  | Gauge for lamp holder |  |  | XM Lab | Xiamen test lab | II | 2020-05-23 | 2021-05-22 | EC JZ | Closed |  | E17灯头量规7006-26D-1
EC4364 |  | Gauge for lamp holder |  |  | XM Lab | Xiamen test lab | II | 2020-05-23 | 2021-05-22 | EC JZ | Closed |  | E12灯头量规7006-27H-1
EC4365 |  | Gauge for lamp holder |  |  | XM Lab | Xiamen test lab | II | 2020-05-23 | 2021-05-22 | EC JZ | Closed |  | E12灯头量规7006-27J-1
EC4366 |  | Gauge for lamp holder |  |  | XM Lab | Xiamen test lab | II | 2020-05-23 | 2021-05-22 | EC JZ | Closed |  | E12灯头量规7006-28C-1
EC4367 |  | Gauge for lamp holder |  |  | XM Lab | Xiamen test lab | II | 2020-05-23 | 2021-05-22 | EC JZ | Closed |  | E12灯头量规7006-32-1
EC4368 |  | Gauge for lamp holder |  |  | XM Lab | Xiamen test lab | II | 2020-05-23 | 2021-05-22 | EC JZ | Closed |  | GX53灯头量规7006-142D-1
EC4369 |  | Gauge for lamp holder |  |  | XM Lab | Xiamen test lab | II | 2020-05-23 | 2021-05-22 | EC JZ | Closed |  | GX53灯头量规7006-142E-1
EC4370 |  | Gauge for lamp holder |  |  | XM Lab | Xiamen test lab | II | 2020-05-23 | 2021-05-22 | EC JZ | Closed |  | GX53灯头量规7006-142F-1
EC4371 |  | Gauge for lamp holder |  |  | XM Lab | Xiamen test lab | II | 2020-05-23 | 2021-05-22 | EC JZ | Closed |  | 灯头量规7006-120-1
EC4372 |  | Gauge for lamp holder |  |  | XM Lab | Xiamen test lab | II | 2020-05-23 | 2021-05-22 | EC JZ | Closed |  | 灯头量规7006-121-1
EC4373 |  | Vessel for testing hotplates |  |  | XM Lab | Xiamen test lab | II | 2020-06-16 | 2021-06-15 | EC JZ | Closed |  | 烤盘测试容器
EC4374 |  | Vessel for testing hotplates |  |  | XM Lab | Xiamen test lab | II | 2020-06-16 | 2021-06-15 | EC JZ | Closed |  | 烤盘测试容器
EC4375 |  | Test receptacle for water temperature |  |  | XM Lab | Xiamen test lab | III | 2010-06-12 | — | ES LWF | Closed |  | 水温测试容器
EC4376 |  | rotation speed tester for engine | se-1200 | L7480028 | QD | Qindao test lab | I | 2020-01-13 | 2021-01-12 | JSMI | Closed |  | 汽油机转速测试计
EC4377 |  | Vacuum manometer | testo 510 | 149085 | SH Lab | 86#1F-Environment test lab | I | 2017-07-12 | — | JSMI | Out of service | 维修 | 负压表
EC4378 |  | high precision water bath |  |  | SH Lab | 51#7F-CM test lab | I | 2012-11-10 | — | JSMI | Disposal | 2018-5-3转为工具使用 | 恒温水槽
EC4379 |  | 500ML cylinder |  |  | SH Lab | 51#7F-CM test lab | III | 2010-06-11 | — | ES LWF | Closed |  | 500ML钢瓶
EC4380 |  | 100ML cylinder |  |  | SH Lab | 51#7F-CM test lab | III | 2010-06-11 | — | ES LWF | Closed |  | 100ML钢瓶
EC4381 |  | Test lampholder (B22d) |  |  | XM Lab | Xiamen test lab | III | 2010-06-30 | — | ES LWF | Closed |  | 测试灯座 (B22d)
EC4382 |  | Test lampholder (E27) |  |  | XM Lab | Xiamen test lab | III | 2010-06-30 | — | ES LWF | Closed |  | 测试灯座(E27)
EC4383 |  | Test lampholder (E40) |  |  | XM Lab | Xiamen test lab | III | 2010-06-30 | — | ES LWF | Closed |  | 测试灯座 (E40)
EC4384 |  | Test lampholder (E14) |  |  | XM Lab | Xiamen test lab | III | 2010-06-30 | — | ES LWF | Closed |  | 测试灯座 (E14)
EC4385 |  | Test lampholder (B15d) |  |  | XM Lab | Xiamen test lab | III | 2010-06-30 | — | ES LWF | Closed |  | 测试灯座 (B15d)
EC4386 |  | environment chamber | SEWTH-Z-100LHS | 7020101001 | SH Lab | Shibei PV lab | I | 2019-06-25 | 2020-06-24 | JSMI | Calibrating |  | 环境试验箱
EC4387 |  | environment chamber | SEWTH-Z-100LHS | 7020101002 | SH Lab | Shibei PV lab | I | 2020-05-14 | 2021-05-13 | JSMI | Closed |  | 环境试验箱
EC4388 |  | Stopwatch | sj9-2 |  | SH Lab | 85#5F-Battery test lab | I | 2020-06-03 | 2021-06-02 | JSMI | Closed |  | 秒表
EC4389 |  | SURGE GENERATOR | JC-12 | J1068 | SH Lab | 86#2F-Power supply test lab | I | 2013-07-03 | — | SIMT | Out of service | 组里申请封存,组里自行保管 | 浪涌发生器
EC4390 | 1 | DC POWER | 150V 15A MAX |  | SH Lab | Shibei PV lab | II | 2015-08-15 | — | ES CZ | Disposal |  | 直流电源
EC4390 | 10 | DC POWER |  |  | SH Lab | Shibei PV lab | II | 2015-08-15 | — | ES CZ | Disposal |  | 直流电源
EC4390 | 11 | DC POWER |  |  | SH Lab | Shibei PV lab | II | 2015-08-15 | — | ES CZ | Disposal |  | 直流电源
EC4390 | 12 | DC POWER |  |  | SH Lab | Shibei PV lab | II | 2015-08-15 | — | ES CZ | Disposal |  | 直流电源
EC4390 | 2 | DC POWER | 150V 15A MAX |  | SH Lab | Shibei PV lab | II | 2015-08-15 | — | ES CZ | Disposal |  | 直流电源
EC4390 | 3 | DC POWER |  |  | SH Lab | Shibei PV lab | II | 2015-08-15 | — | ES CZ | Disposal |  | 直流电源
EC4390 | 4 | DC POWER |  |  | SH Lab | Shibei PV lab | II | 2015-08-15 | — | ES CZ | Disposal |  | 直流电源
EC4390 | 5 | DC POWER |  |  | SH Lab | Shibei PV lab | II | 2015-08-15 | — | ES CZ | Disposal |  | 直流电源
EC4390 | 6 | DC POWER |  |  | SH Lab | Shibei PV lab | II | 2015-08-15 | — | ES CZ | Disposal |  | 直流电源
EC4390 | 7 | DC POWER |  |  | SH Lab | Shibei PV lab | II | 2015-08-15 | — | ES CZ | Disposal |  | 直流电源
EC4390 | 8 | DC POWER |  |  | SH Lab | Shibei PV lab | II | 2015-08-15 | — | ES CZ | Disposal |  | 直流电源
EC4390 | 9 | DC POWER |  |  | SH Lab | Shibei PV lab | II | 2015-08-15 | — | ES CZ | Disposal |  | 直流电源
EC4391 |  | Torque sensor | N3.6-SGK II | 05F010 | SH Lab | 86#4F-Multimedia test lab | I | 2020-07-02 | 2021-07-01 | JSMI | Closed |  | 扭力计
EC4392 |  | cooling town |  |  | SH Lab | Shibei PV lab | III | 2010-07-19 | — | ES JH | Disposal |  | 冷却塔
EC4393 |  | ambient temperature barrel for test corner |  |  | SH Lab | 86#1F-General test lab | III | 2010-07-26 | — | ES LWF | Closed |  | 环温测试小桶
EC4394 |  | ambient temperature barrel for test corner |  |  | SH Lab | 51#7F-CM test lab | III | 2010-07-26 | — | ES LWF | Closed |  | 环温测试小桶
EC4395 |  | ambient temperature barrel for test corner |  |  | SH Lab | 86#1F-General test lab | III | 2010-07-26 | — | ES LWF | Closed |  | 环温测试小桶
EC4396 |  | Ambient Temperature Barrel |  |  | SH Lab | 51#7F-PPT test lab | III | 2010-07-26 | — | ES LWF | Closed |  | 环温测试桶
EC4397 |  | Ambient Temperature Barrel |  |  | SH Lab | 51#7F-PPT test lab | III | 2010-07-26 | — | ES LWF | Closed |  | 环温测试桶
EC4398 |  | Ambient Temperature Barrel |  |  | SH Lab | 51#7F-PPT test lab | III | 2010-07-26 | — | ES LWF | Closed |  | 环温测试桶
EC4399 |  | R600A thickness meter (room/meter) | EX2000C | 6514822 8057014 | QD | Qindao test lab | I | 2016-11-04 | — | SIMT | Damaged | 购买后，可增加竞争优势，提供本地化测试服务，如不买，会降低竞争优势，丢失客户。 | R600A浓度测量仪
EC4400 |  | 20KW三相调压器 | 20KW三相 |  | SH Lab | 86#2F-Power supply test lab | III | 2010-09-01 | — | ES JH | Closed |  | 20KW三相调压器
EC4401 |  | Data Acquisition/Switch Unit | 2640A | M1343036 | SH Lab | 85#5F-Battery test lab | II | 2015-09-27 | — | ES HG | Out of service | 停用-2015.12.11 | 数据采集仪
EC4402 |  | Fixture for Thermocouple |  |  | SH Lab | 86#2F-2F Power distribution room | III | 2010-08-31 | — | ES LWF | Closed |  | 热电偶支架
EC4403 |  | Fixture for Thermocouple |  |  | SH Lab | 86#2F-2F Power distribution room | III | 2010-08-31 | — | ES LWF | Closed |  | 热电偶支架
EC4404 |  | Data Acquisition/Switch Unit | 34970A | MY44056485 | SH Lab | 86#1F-Garden tools test lab (Ⅰ) | II | 2020-09-02 | 2021-09-01 | ES AW | Closed | Agilent BenchLink Data Logger 3版本4.2.00 | 数据采集仪
EC4404 | 1 | Module for data acquisition/switch unit | 34901A | MY41123269 | SH Lab | 86#1F-Tools & machinery test lab | III | 2010-09-01 | — | ES JH | Closed |  | 模块
EC4404 | 2 | Module for data acquisition/switch unit | 34901A | MY41123890 | SH Lab | 86#1F-Tools & machinery test lab | III | 2010-09-01 | — | ES JH | Closed |  | 模块
EC4405 |  | Data acquisition/switch unit | 34970A | MY44056517 | QD | Qindao test lab | II | 2020-07-16 | 2021-07-15 | ES AW | Closed | Agilent BenchLink Data Logger 3版本4.2.00 | 数据采集仪
EC4405 | 1 | Module for Data acquisition/switch unit | 34901A | MY41123342 | QD | Qindao test lab | III | 2010-09-01 | — | ES JH | Closed |  | 模块
EC4405 | 2 | Module for Data acquisition/switch unit | 34901A | MY41123899 | QD | Qindao test lab | III | 2010-09-01 | — | ES JH | Closed |  | 模块
EC4406 |  | test plugs for VDE 0620-1:2010 |  |  | SH Lab | 85#5F-Gauge room | II | 2020-09-26 | 2021-09-25 | EC JZ | Closed |  | 用于标准VDE 0620-1:2010的温升测试用量规
EC4407 |  | test plugs for VDE 0620-1:2010 |  |  | SH Lab | 85#5F-Gauge room | II | 2020-09-26 | 2021-09-25 | EC JZ | Closed |  | 用于标准VDE 0620-1:2010的温升测试用量规
EC4408 |  | test plugs for VDE 0620-1:2010 |  |  | SH Lab | 85#5F-Gauge room | II | 2020-09-26 | 2021-09-25 | EC JZ | Closed |  | 用于标准VDE 0620-1:2010的温升测试用量规
EC4409 |  | test plugs for VDE 0620-1:2010 |  |  | SH Lab | 85#5F-Gauge room | II | 2020-09-26 | 2021-09-25 | EC JZ | Closed |  | 用于标准VDE 0620-1:2010的温升测试用量规
EC4410 |  | test plugs for VDE 0620-1:2010 |  |  | SH Lab | 85#5F-Gauge room | II | 2020-09-26 | 2021-09-25 | EC JZ | Closed |  | 用于标准VDE 0620-1:2010的温升测试用量规
EC4411 |  | test plugs for VDE 0620-1:2010 |  |  | SH Lab | 85#5F-Gauge room | II | 2020-09-26 | 2021-09-25 | EC JZ | Closed |  | 用于标准VDE 0620-1:2010的温升测试用量规
EC4412 |  | test plugs for VDE 0620-1:2010 |  |  | SH Lab | 85#5F-Gauge room | II | 2020-09-26 | 2021-09-25 | EC JZ | Closed |  | 用于标准VDE 0620-1:2010的温升测试用量规
EC4413 |  | test plugs for VDE 0620-1:2010 |  |  | SH Lab | 85#5F-Gauge room | II | 2020-09-26 | 2021-09-25 | EC JZ | Closed |  | 用于标准VDE 0620-1:2010的温升测试用量规
EC4414 |  | test plugs for VDE 0620-1:2010 |  |  | SH Lab | 85#5F-Gauge room | II | 2020-09-26 | 2021-09-25 | EC JZ | Closed |  | 用于标准VDE 0620-1:2010的温升测试用量规
EC4415 |  | test plugs for VDE 0620-1:2010 |  |  | SH Lab | 85#5F-Gauge room | II | 2020-09-26 | 2021-09-25 | EC JZ | Closed |  | 用于标准VDE 0620-1:2010的温升测试用量规
EC4416 |  | test plugs for VDE 0620-1:2010 |  |  | SH Lab | 85#5F-Gauge room | II | 2020-09-26 | 2021-09-25 | EC JZ | Closed |  | 用于标准VDE 0620-1:2010的温升测试用量规
EC4417 |  | test plugs for VDE 0620-1:2010 |  |  | SH Lab | 85#5F-Gauge room | II | 2020-09-26 | 2021-09-25 | EC JZ | Closed |  | 用于标准VDE 0620-1:2010的温升测试用量规
EC4418 |  | test plugs for VDE 0620-1:2010 |  |  | SH Lab | 85#5F-Gauge room | II | 2020-09-26 | 2021-09-25 | EC JZ | Closed |  | 用于标准VDE 0620-1:2010的温升测试用量规
EC4419 |  | test plugs for VDE 0620-1:2010 |  |  | SH Lab | 85#5F-Gauge room | II | 2020-09-26 | 2021-09-25 | EC JZ | Closed |  | 用于标准VDE 0620-1:2010的温升测试用量规
EC4420 |  | test plugs for VDE 0620-1:2010 |  |  | SH Lab | 85#5F-Gauge room | II | 2020-09-26 | 2021-09-25 | EC JZ | Closed |  | 用于标准VDE 0620-1:2010的温升测试用量规
EC4421 |  | test plugs for VDE 0620-1:2010 |  |  | SH Lab | 85#5F-Gauge room | II | 2020-09-26 | 2021-09-25 | EC JZ | Closed |  | 用于标准VDE 0620-1:2010的温升测试用量规
EC4422 |  | test plugs for VDE 0620-1:2010 |  |  | SH Lab | 85#5F-Gauge room | II | 2020-09-26 | 2021-09-25 | EC JZ | Closed |  | 用于标准VDE 0620-1:2010的温升测试用量规
EC4423 |  | test plugs for VDE 0620-1:2010 |  |  | SH Lab | 85#5F-Gauge room | II | 2020-09-26 | 2021-09-25 | EC JZ | Closed |  | 用于标准VDE 0620-1:2010的温升测试用量规
EC4424 |  | test plugs for VDE 0620-1:2010 |  |  | SH Lab | 85#5F-Gauge room | II | 2020-09-26 | 2021-09-25 | EC JZ | Closed |  | 用于标准VDE 0620-1:2010的温升测试用量规
EC4425 |  | test plugs for VDE 0620-1:2010 |  |  | SH Lab | 85#5F-Gauge room | II | 2020-09-26 | 2021-09-25 | EC JZ | Closed |  | 用于标准VDE 0620-1:2010的温升测试用量规
EC4426 |  | test plugs for VDE 0620-1:2010 |  |  | SH Lab | 85#5F-Gauge room | II | 2020-09-26 | 2021-09-25 | EC JZ | Closed |  | 用于标准VDE 0620-1:2010的温升测试用量规
EC4427 |  | test plugs for VDE 0620-1:2010 |  |  | SH Lab | 85#5F-Gauge room | II | 2020-09-26 | 2021-09-25 | EC JZ | Closed |  | 用于标准VDE 0620-1:2010的温升测试用量规
EC4428 |  | test plugs for VDE 0620-1:2010 |  |  | SH Lab | 85#5F-Gauge room | II | 2020-09-26 | 2021-09-25 | EC JZ | Closed |  | 用于标准VDE 0620-1:2010的温升测试用量规
EC4429 |  | test plugs for VDE 0620-1:2010 |  |  | SH Lab | 85#5F-Gauge room | II | 2020-09-26 | 2021-09-25 | EC JZ | Closed |  | 用于标准VDE 0620-1:2010的温升测试用量规
EC4430 |  | Circuit for testing rectifying effect of some high pressure sodium and some metal halide lamps |  |  | XM Lab | Xiamen test lab | III | 2010-09-06 | — | ES JH | Closed |  | 高压纳灯和金属卤素灯整流效应测试电路
EC4431 |  | Digital Multimeter | F287 | 12020008 | SH Lab | 86#2F-Power supply test lab | II | 2020-09-03 | 2021-09-02 | EC JZ | Closed |  | 数字式万用表
EC4432 |  | flow meter | 20-1-0-00-100-KM7118 | 55021 | SH Lab | 86#2F-MD test lab | I | 2020-03-18 | 2021-03-17 | SIMT | Closed |  | 流量计
EC4433 |  | Pressure meter |  |  | SH Lab | 86#3F-Home appliance test lab | I | 2013-09-09 | — | SIMT | Disposal |  | 压力表
EC4433 | 1 | Pressure meter |  |  | SH Lab | 86#3F-Home appliance test lab | I | 2013-12-09 | — | SIMT | Out of service | 2013-11-4 Zephyr Huang 要求添加一个真空表号 | 压力表
EC4434 |  | weight and support base |  |  | SH Lab | 51#7F-PPT test lab | II | 2020-09-19 | 2021-09-18 | ES AW | Closed | 支撑座底部做成平面，并且能用于吊重>140kg以上的砝码 | 砝码及支撑座
EC4434 | 1 | weight and support base | 10kg |  | SH Lab | 51#7F-PPT test lab | II | 2020-09-19 | 2021-09-18 | ES AW | Closed | 支撑座底部做成平面，并且能用于吊重>140kg以上的砝码 | 砝码及支撑座
EC4434 | 10 | weight and support base | 10kg |  | SH Lab | 51#7F-PPT test lab | II | 2020-09-19 | 2021-09-18 | ES AW | Closed | 支撑座底部做成平面，并且能用于吊重>140kg以上的砝码 | 砝码及支撑座
EC4434 | 11 | weight and support base | 5kg |  | SH Lab | 51#7F-PPT test lab | II | 2020-09-19 | 2021-09-18 | ES AW | Closed | 支撑座底部做成平面，并且能用于吊重>140kg以上的砝码 | 砝码及支撑座
EC4434 | 12 | weight and support base | 5kg |  | SH Lab | 51#7F-PPT test lab | II | 2020-09-19 | 2021-09-18 | ES AW | Closed | 支撑座底部做成平面，并且能用于吊重>140kg以上的砝码 | 砝码及支撑座
EC4434 | 13 | weight and support base | 5kg |  | SH Lab | 51#7F-PPT test lab | II | 2020-09-19 | 2021-09-18 | ES AW | Closed | 支撑座底部做成平面，并且能用于吊重>140kg以上的砝码 | 砝码及支撑座
EC4434 | 14 | weight and support base | 5kg |  | SH Lab | 51#7F-PPT test lab | II | 2020-09-19 | 2021-09-18 | ES AW | Closed | 支撑座底部做成平面，并且能用于吊重>140kg以上的砝码 | 砝码及支撑座
EC4434 | 2 | weight and support base | 10kg |  | SH Lab | 51#7F-PPT test lab | II | 2020-09-19 | 2021-09-18 | ES AW | Closed | 支撑座底部做成平面，并且能用于吊重>140kg以上的砝码 | 砝码及支撑座
EC4434 | 3 | weight and support base | 10kg |  | SH Lab | 51#7F-PPT test lab | II | 2020-09-19 | 2021-09-18 | ES AW | Closed | 支撑座底部做成平面，并且能用于吊重>140kg以上的砝码 | 砝码及支撑座
EC4434 | 4 | weight and support base | 10kg |  | SH Lab | 51#7F-PPT test lab | II | 2020-09-19 | 2021-09-18 | ES AW | Closed | 支撑座底部做成平面，并且能用于吊重>140kg以上的砝码 | 砝码及支撑座
EC4434 | 5 | weight and support base | 10kg |  | SH Lab | 51#7F-PPT test lab | II | 2020-09-19 | 2021-09-18 | ES AW | Closed | 支撑座底部做成平面，并且能用于吊重>140kg以上的砝码 | 砝码及支撑座
EC4434 | 6 | weight and support base | 10kg |  | SH Lab | 51#7F-PPT test lab | II | 2020-09-19 | 2021-09-18 | ES AW | Closed | 支撑座底部做成平面，并且能用于吊重>140kg以上的砝码 | 砝码及支撑座
EC4434 | 7 | weight and support base | 10kg |  | SH Lab | 51#7F-PPT test lab | II | 2020-09-19 | 2021-09-18 | ES AW | Closed | 支撑座底部做成平面，并且能用于吊重>140kg以上的砝码 | 砝码及支撑座
EC4434 | 8 | weight and support base | 10kg |  | SH Lab | 51#7F-PPT test lab | II | 2020-09-19 | 2021-09-18 | ES AW | Closed | 支撑座底部做成平面，并且能用于吊重>140kg以上的砝码 | 砝码及支撑座
EC4434 | 9 | weight and support base | 10kg |  | SH Lab | 51#7F-PPT test lab | II | 2020-09-19 | 2021-09-18 | ES AW | Closed | 支撑座底部做成平面，并且能用于吊重>140kg以上的砝码 | 砝码及支撑座
EC4435 |  | Wide Block Square | 10*63mm | 1003730703 | CN FAC | 86#4F-Calibration room | I | 2017-11-15 | — | SIMT | Out of service | 封存（2018.11.15） | 宽座角尺
EC4436 |  | Parallel to the flat crystal | 40.12-40.50mm |  | CN FAC | 86#4F-Calibration room | I | 2017-11-16 | — | SIMT | Stop to use | 封存（2018.11.15） | 平行平晶
EC4437 |  | Calibrator for UTM | X125mm | 84-066 | CN FAC | 86#4F-Calibration room | I | 2017-12-20 | — | SIMT | Out of service | 封存 | 万工显校准装置-标准玻璃线纹尺
EC4438 |  | Calibrator for UTM | 200mm | 1004 | CN FAC | 86#4F-Calibration room | I | 2017-12-20 | — | SIMT | Out of service | 封存 | 万工显校准装置-标准玻璃线纹尺
EC4439 |  | Calibrator for UTM | 12 | 2020-10-09 | CN FAC | 86#4F-Calibration room | I | 2017-11-17 | — | SIMT | Out of service | 封存（2018.11.15） | 万工显校准装置-正多面棱体
EC4440 |  | Calibrator for UTM | 0.5-100mm | 60545 | CN FAC | 86#4F-Calibration room | I | 2019-12-02 | 2020-12-01 | SIMT | Closed |  | 万工显校准装置-量块
EC4441 |  | Calibrator for UTM | +-50um/1um | 1259328 | CN FAC | 86#4F-Calibration room | I | 2017-11-13 | — | SIMT | Out of service | 封存（2018.11.15） | 万工显校准装置-机械式比较仪
EC4442 |  | Calibrator for UTM | 单面 | 80297 | CN FAC | 86#4F-Calibration room | I | 2010-09-03 | 2026-09-02 | CIMM | Closed |  | 万工显校准装置-十字线校对杆
EC4443 |  | weight | 35ib |  | SH Lab | 51#7F-PPT test lab | III | 2014-09-19 | — | ES LLS | Closed | 砝码做成带钩子的形状 | 砝码
EC4444 |  | weight | 20ib |  | SH Lab | 51#7F-PPT test lab | III | 2014-09-19 | — | ES LLS | Closed | 砝码做成带钩子的形状 | 砝码
EC4445 |  | light soaking solar simulater | LS2214-BBA |  | SH Lab | Shibei PV lab | I | 2019-11-12 | 2020-11-11 | NIM | Closed |  | 薄膜老化试验模拟器
EC4445 | 1 | light soaking solar simulater | PT100 |  | SH Lab | Shibei PV lab | I | 2016-10-25 | — | JSMI | Out of service | 温度采集 | 封存 2017.2 薄膜老化试验模拟器-温度采集
EC4446 | 1 | falsher | 3B 3X3 AAA |  | SH Lab | Shibei PV lab | I | 2019-11-12 | 2020-11-11 | NIM | Closed |  | 暂态模拟器 灯与电源
EC4446 | 2 | falsher |  |  | SH Lab | Shibei PV lab | I | 2019-11-12 | 2020-11-11 | NIM | Closed |  | 暂态模拟器 IV tracer
EC4446 | 3 | falsher |  |  | SH Lab | Shibei PV lab | I | 2020-09-09 | 2021-09-08 | JSMI | Closed | 温度采集MX100 | 暂态模拟器－温度采集
EC4446 | 4 | reference cell | 200035 | 200035 | SH Lab | Shibei PV lab | I | 2016-04-18 | — | NIM | Out of service | 封存 | 参考电池
EC4446 | 5 | reference module |  |  | SH Lab | Shibei PV lab | I | 2017-04-25 | — | NIM | Out of service | 2018.4.27 封存 | 参考组件
EC4447 |  | Analytical balance | AUY220 | D449815400 | SH Lab | 86#2F-Power supply test lab | I | 2020-07-07 | 2021-07-06 | JSMI | Closed |  | 分析天平
EC4448 |  | Three-phase power analyzer | WT3000 760304 /G6/C5/C7/FL | 91K813209 | SH Lab | 86#2F-Power supply test lab | I | 2019-12-16 | 2020-12-15 | JSMI | Closed | WT Viewer ver.7.06 / Harmonic/Flicker Measurement Software Ver.6.01 | 三相100A功率分析仪
EC4449 |  | Wooden sphere |  |  | SH Lab | 86#3F-Construction test lab (Ⅱ) | II | 2010-11-19 | — | ES LWF | Damaged |  | 木球
EC4450 |  | Fixture for Thermocouple |  |  | SH Lab | 86#1F-General test lab | III | 2010-10-19 | — | ES LWF | Closed |  | 热电偶支架
EC4451 |  | Fixture for Thermocouple |  |  | SH Lab | 86#1F-General test lab | III | 2010-10-19 | — | ES LWF | Closed |  | 热电偶支架
EC4452 |  | Fixture for Thermocouple |  |  | SH Lab | 86#1F-General test lab | III | 2010-10-19 | — | ES LWF | Closed |  | 热电偶支架
EC4453 |  | Fixture for Thermocouple |  |  | SH Lab | 86#1F-General test lab | III | 2010-10-19 | — | ES LWF | Closed |  | 热电偶支架
EC4454 |  | Digital Milliohm Meter | 3541 | 100931872 | SH Lab | 85#5F-Battery test lab | I | 2019-11-15 | 2020-11-14 | JSMI | Closed |  | 毫欧表
EC4455 |  | Temperature and Humidity Recorder | zj1-2b | 201003177 | SH Lab | 85#5F-Battery test lab | I | 2013-10-10 | — | SQI | Out of service |  | 温湿度记录仪
EC4456 |  | Test apparatus for Li-ion (sealed glove box) | LAB2000 |  | SH Lab | 85#5F-Battery test lab | III | 2010-11-30 | — | ES JH | Closed |  | 锂电池生产设备（真空手套箱）
EC4456 | 1 | Electron microscopy with the display equipment | as500 |  | SH Lab | 85#5F-Battery test lab | III | 2011-04-11 | — | ES JH | Closed |  | 微距CCD
EC4456 | 2 | display | D5000 |  | SH Lab | 85#5F-Battery test lab | III | 2011-04-11 | — | ES JH | Closed |  | 配套记录仪加本地显示
EC4456 | 3 | Oxygen monitoring indicator | AS300 |  | SH Lab | 85#5F-Battery test lab | III | 2011-04-11 | — | ES JH | Closed |  | 含氧量监测显示仪
EC4457 | 1 | contact and not contact gauge |  |  | SH Lab | 85#5F-Gauge room | II | 2019-12-10 | 2020-12-09 | ES AW | Closed | 一套量规分为导通规和不导通规各3个, 共6个 (类似 IEC60884-1中的C7规) | 通断量规
EC4457 | 2 | contact and not contact gauge |  |  | SH Lab | 85#5F-Gauge room | II | 2019-12-10 | 2020-12-09 | ES AW | Closed | 一套量规分为导通规和不导通规各3个, 共6个 (类似 IEC60884-1中的C7规) | 通断量规
EC4458 | 1 | contact and not contact gauge |  |  | SH Lab | 85#5F-Gauge room | II | 2019-12-10 | 2020-12-09 | ES AW | Closed | 一套量规分为导通规和不导通规各3个, 共6个 (类似 IEC60884-1中的C7规) | 通断量规20A
EC4458 | 2 | contact and not contact gauge |  |  | SH Lab | 85#5F-Gauge room | II | 2019-12-10 | 2020-12-09 | ES AW | Closed | 一套量规分为导通规和不导通规各3个, 共6个 (类似 IEC60884-1中的C7规) | 通断量规20A
EC4459 | 1 | contact and not contact gauge |  |  | SH Lab | 85#5F-Gauge room | II | 2019-12-10 | 2020-12-09 | ES AW | Closed | 一套量规分为导通规和不导通规各3个, 共6个 (类似 IEC60884-1中的C7规) | 通断量规10A
EC4459 | 2 | contact and not contact gauge |  |  | SH Lab | 85#5F-Gauge room | II | 2019-12-10 | 2020-12-09 | ES AW | Closed | 一套量规分为导通规和不导通规各3个, 共6个 (类似 IEC60884-1中的C7规) | 通断量规10A
EC4460 |  | Digital Caliper | 0-200mm |  | YY Eng | Yuyao test lab | I | 2020-04-08 | 2021-04-07 | JSMI | Closed | 急用 | 电子数显卡尺
EC4461 | 1 | gauge for withdrawal force of each socket contact |  |  | SH Lab | 85#5F-Gauge room | II | 2019-12-10 | 2020-12-09 | ES AW | Closed | 一套量规包括1.5N; 2N; 3N量规各一个 | 插座单孔拔出力量规 10A 1.5N
EC4461 | 2 | gauge for withdrawal force of each socket contact |  |  | SH Lab | 85#5F-Gauge room | II | 2019-12-10 | 2020-12-09 | ES AW | Closed | 一套量规包括1.5N; 2N; 3N量规各一个 | 插座单孔拔出力量规 15A 2N
EC4461 | 3 | gauge for withdrawal force of each socket contact |  |  | SH Lab | 85#5F-Gauge room | II | 2019-12-10 | 2020-12-09 | ES AW | Closed | 一套量规包括1.5N; 2N; 3N量规各一个 | 插座单孔拔出力量规 15A 3N
EC4462 |  | Test corner |  |  | SH Lab | 86#3F-Cooking & HVAC test lab | III | 2010-11-18 | — | ES LWF | Closed |  | 试验角
EC4463 |  | Test corner |  |  | SH Lab | 86#3F-Cooking & HVAC test lab | III | 2010-11-18 | — | ES LWF | Closed |  | 试验角
EC4464 |  | 25.4mm measure the gauge |  |  | SH Lab | 86#3F-Heating & motor test lab | II | 2019-12-07 | 2020-12-06 | ES AW | Closed |  | 25.4 mm 测量规
EC4465 |  | 25.4mm measure the gauge |  |  | SH Lab | 86#3F-Heating & motor test lab | II | 2019-12-07 | 2020-12-06 | ES AW | Closed |  | 25.4 mm 测量规
EC4466 |  | Testing probe |  |  | XM Lab | Xiamen test lab | II | 2020-06-16 | 2021-06-15 | ES AW | Closed |  | 测试指(加标)
EC4467 |  | Digital Oscilloscope | TDS3012C | C012936 | QD | Qindao test lab | I | 2020-01-07 | 2021-01-06 | GRGT | Closed | 购买后，可增加竞争优势，提供本地化测试服务，如不买，会降低竞争优势 PC Communications software VER1.9 | 数字式示波器
EC4468 |  | Ambient Temperature Barrel for Test Corner |  |  | SH Lab | 86#4F-Multimedia test lab | III | 2010-11-18 | — | ES JH | Closed |  | 试验角用环境温度测试用小桶
EC4469 |  | Ambient Temperature Barrel for Test Corner |  |  | SH Lab | 86#4F-Multimedia test lab | III | 2010-11-18 | — | ES JH | Closed |  | 试验角用环境温度测试用小桶
EC4470 |  | microscope | 5888 3.2M | 86010-991008-08823 | SH Lab | 86#2F-Power supply test lab | I | 2014-05-20 | — | SIMT | Out of service | 封存 | 显微镜
EC4471 |  | AC Frequency Converter | AFC-31010T | F310090173 | SH Lab | 86#1F-General test lab | III | 2010-12-02 | — | ES JH | Closed |  | 交流变频电源
EC4472 |  | AC/DC digital power meter | WT210-760401-H/C2/HRM | 91KC31984 | SH Lab | 51#7F-PPT test lab | I | 2020-04-30 | 2021-04-29 | JSMI | Closed | WT210, 积分功能、串口输出和总谐波失真测量模块 | 数字功率表
EC4473 |  | Rockwell Hardness Tester | HR-150A | 2510 | SH Lab | 51#7F-PPT test lab | I | 2020-02-22 | 2021-02-21 | SETRI | Closed | 1.砧板：至少有平面和V型两种；2.附带标准矫正块，精度至少0.5HR以内；3.压头：钻石压头，钨钢球压头；4.可测试高度至少150mm | 洛氏硬度计
EC4474 | 1 | DC-source | 62024P-100-50 | 62024PB00252 | SH Lab | 85#5F-Battery test lab | I | 2019-12-17 | 2020-12-16 | JSMI | Closed |  | 直流电源
EC4474 | 10 | DC-source | 62024P-100-50 | 62024PB00275 | SH Lab | 85#5F-Battery test lab | I | 2019-12-17 | 2020-12-16 | JSMI | Closed |  | 直流电源
EC4474 | 2 | DC-source | 62024P-100-50 | 62024PB00253 | SH Lab | 85#5F-Battery test lab | I | 2019-12-17 | 2020-12-16 | JSMI | Closed |  | 直流电源
EC4474 | 3 | DC-source | 62024P-100-50 | 62024PB00264 | SH Lab | 85#5F-Battery test lab | I | 2019-12-17 | 2020-12-16 | JSMI | Closed |  | 直流电源
EC4474 | 4 | DC-source | 62024P-100-50 | 62024PB00265 | SH Lab | 85#5F-Battery test lab | I | 2019-12-17 | 2020-12-16 | JSMI | Closed |  | 直流电源
EC4474 | 5 | DC-source | 62024P-100-50 | 62024PB00268 | SH Lab | 85#5F-Battery test lab | I | 2019-12-17 | 2020-12-16 | JSMI | Closed |  | 直流电源
EC4474 | 6 | DC-source | 62024P-100-50 | 62024PB00269 | SH Lab | 85#5F-Battery test lab | I | 2019-12-17 | 2020-12-16 | JSMI | Closed |  | 直流电源
EC4474 | 7 | DC-source | 62024P-100-50 | 62024PB00271 | SH Lab | 85#5F-Battery test lab | I | 2019-12-17 | 2020-12-16 | JSMI | Closed |  | 直流电源
EC4474 | 8 | DC-source | 62024P-100-50 | 62024PB00272 | SH Lab | 85#5F-Battery test lab | I | 2020-03-17 | 2021-03-16 | JSMI | Closed |  | 直流电源
EC4474 | 9 | DC-source | 62024P-100-50 | 62024PB00273 | SH Lab | 85#5F-Battery test lab | I | 2019-12-17 | 2020-12-16 | JSMI | Closed |  | 直流电源
EC4475 |  | DC-source | 62075H-30 |  | SH PS | 86#2F-Power supply test lab | I | 2016-10-13 | — | JSMI | Damaged | 30V 250A 7.5KW | 30V 250A 7.5KW 辅助直流电源
EC4476 |  | Solar Simulator DC Source | 62150H-600S | 62150EC00120 | SH Lab | 86#2F-Power supply test lab | I | 2020-06-10 | 2021-06-09 | JSMI | Closed |  | 太阳能模拟器直流电源（I-V）可调
EC4477 | 1 | Electronic load | 63630-80-60 |  | SH Lab | 85#5F-Battery test lab | I | 2019-12-17 | 2020-12-16 | JSMI | Closed |  | 电子负载
EC4477 | 10 | Electronic load | 63630-80-60 |  | SH Lab | 85#5F-Battery test lab | I | 2019-12-17 | 2020-12-16 | JSMI | Closed |  | 电子负载
EC4477 | 2 | Electronic load | 63630-80-60 |  | SH Lab | 85#5F-Battery test lab | I | 2019-12-17 | 2020-12-16 | JSMI | Closed |  | 电子负载
EC4477 | 3 | Electronic load | 63630-80-60 |  | SH Lab | 85#5F-Battery test lab | I | 2019-12-17 | 2020-12-16 | JSMI | Closed |  | 电子负载
EC4477 | 4 | Electronic load | 63630-80-60 |  | SH Lab | 85#5F-Battery test lab | I | 2019-12-17 | 2020-12-16 | JSMI | Closed |  | 电子负载
EC4477 | 5 | Electronic load | 63630-80-60 |  | SH Lab | 85#5F-Battery test lab | I | 2019-12-17 | 2020-12-16 | JSMI | Closed |  | 电子负载
EC4477 | 6 | Electronic load | 63630-80-60 |  | SH Lab | 85#5F-Battery test lab | I | 2017-12-06 | 2018-12-05 | JSMI | Closed |  | 电子负载
EC4477 | 7 | Electronic load | 63630-80-60 |  | SH Lab | 85#5F-Battery test lab | I | 2019-12-17 | 2020-12-16 | JSMI | Closed |  | 电子负载
EC4477 | 8 | Electronic load | 63630-80-60 |  | SH Lab | 85#5F-Battery test lab | I | 2019-12-17 | 2020-12-16 | JSMI | Closed |  | 电子负载
EC4477 | 9 | Electronic load | 63630-80-60 |  | SH Lab | 85#5F-Battery test lab | I | 2019-12-17 | 2020-12-16 | JSMI | Closed |  | 电子负载
EC4478 |  | Transient overvoltage tester | JC-12 | ET101128 | XM Lab | Xiamen test lab | II | 2020-02-27 | 2021-02-26 | ES AW | Closed |  | 瞬态过压测试
EC4479 |  | AC Digital Power Meter | AN8720P | 108711101 | YY Eng | Yuyao test lab | I | 2020-06-11 | 2021-06-10 | CIXI | Closed | 急用(请注意负载端子质量) | 积分功率表
EC4480 |  | Bump Test Apparatus |  |  | XM Lab | Xiamen test lab | II | 2020-05-05 | 2021-05-04 | EC JZ | Closed |  | 跌落测试台
EC4481 |  | AC/DC Electrical parameters measuring instrument | 8716CT |  | SH Lab | 51#7F-PPT test lab | II | 2019-11-30 | 2020-11-29 | EC JK | Closed | 青智QingZhi 8716CT | 交直数字电参数仪
EC4482 |  | Steady force gauge |  |  | SH Lab | 85#5F-Battery test lab | I | 2019-11-09 | 2020-11-08 | SIMT | Closed |  | 静压力量规
EC4483 |  | Milliohm meter | 3540 | 101025386 | SH Lab | 86#1F-General test lab | I | 2020-09-01 | 2021-08-31 | JSMI | Closed |  | 毫欧计
EC4484 |  | Data Acquisition/Switch Unit | 2640A | 1491024 | SH Lab | 85#5F-Battery test lab | II | 2014-12-13 | — | ES CZ | Out of service | 停用-2015.12.11 | 数据采集仪
EC4485 |  | conductance meter | 240 | 37392 | SH Lab | Shibei PV lab | I | 2010-11-30 | — | SIMT | Disposal |  | 电导率仪
EC4486 |  | Host Simulator |  |  | SH Lab | 85#5F-Battery test lab | III | 2010-12-08 | — | ES JH | Closed |  | 主机模拟器
EC4487 |  | Adapter Simulator |  |  | SH Lab | 85#5F-Battery test lab | III | 2010-12-08 | — | ES JH | Closed |  | 适配器模拟器
EC4488 |  | Heating chamber | SEG-101 |  | SH Lab | 85#5F-Battery test lab | I | 2019-10-14 | 2020-10-13 | JSMI | Calibrating |  | 加热箱
EC4489 |  | Climate Test Chamber | SETH-Z-102U |  | SH Lab | 85#5F-Battery test lab | II | 2019-10-27 | 2020-10-26 | EC JZ | Closed |  | 潮态箱
EC4490 |  | Climate Test Chamber | SETH-Z-102U |  | SH Lab | 85#5F-Battery test lab | II | 2019-10-20 | 2020-10-19 | ES AW | Closed |  | 潮态箱
EC4491 |  | AC/DC digital power meter | WT210-760401-H/C2/HRM | 91KB25023 | SH Lab | 86#1F-Tools & machinery test lab | I | 2019-11-29 | 2020-11-28 | JSMI | Closed | WT210, 积分功能、串口输出和总谐波失真测量模块 WTViewer Version 5.01 | 数字功率表
EC4492 |  | Standard Rods | 直径20mm*200mm | 15 | CN FAC | 86#4F-Calibration room | I | 2017-11-16 | — | SIMT | Stop to use | 封存（2018.11.15） | 标准圆棒
EC4493 |  | Straight Edge | 200*100mm | 91-79 | CN FAC | 86#4F-Calibration room | I | 2017-11-15 | — | SIMT | Out of service | 封存（2018.11.15） | 刀口直角尺
EC4494 |  | Steel Rule for Calibration | 200mm | 87-33 | CN FAC | 86#4F-Calibration room | I | 2017-11-17 | — | SIMT | Stop to use | 封存（2018.11.15） | 检定直尺(四棱)
EC4495 |  | Electronic load | AN23103H | 1023H12002 | XM Lab | Xiamen test lab | I | 2017-03-07 | — | JSMI | Disposal | 电压与电流的规格确定考虑性价比. | 电子负载
EC4496 |  | Tracking index tester | ZG-1 | 100102 | XM Lab | Xiamen test lab | II | 2020-06-16 | 2021-06-15 | ES AW | Closed |  | 漏电起痕指数试验仪
EC4497 |  | AC power analyzer | PS93-40A |  | SH Lab | 51#7F-PPT test lab | I | 2014-01-16 | — | SIMT | Damaged | 安标PS93型数字三相功率测试仪40A | 交流三相功率表
EC4498 |  | Data Acquisition/Switch Unit | 34970A | MY44056996 | SH Lab | 51#7F-PPT test lab | II | 2019-12-20 | 2020-12-19 | ES AW | Closed | Agilent BenchLink Data Logger 3版本4.2.00 | 数据采集仪
EC4498 | 1 | Module | 34901A | MY41128225 | SH Lab | 51#7F-PPT test lab | III | 2010-12-20 | — | ES JH | Closed |  | 模块
EC4498 | 2 | Module | 34901A | MY41128272 | SH Lab | 51#7F-PPT test lab | III | 2010-12-20 | — | ES JH | Closed |  | 模块
EC4499 |  | Test corner |  |  | SH Lab | 85#5F-Battery test lab | III | 2010-12-28 | — | ES JH | Closed |  | 电池试验测试角
EC4500 |  | Test corner |  |  | SH Lab | 86#2F-Power supply test lab | III | 2010-12-28 | — | ES LWF | Closed |  | 测试角
EC4501 |  | EMI test receiver | ESCI7 | 100796 | SH Lab | 86#6F-FAC-Full anechoic chamber test lab | I | 2019-09-17 | 2020-09-16 | SIMT | Calibrating |  | EMI测试接收机
EC4502 |  | Reel testing equipment |  |  | XM Lab | Xiamen test lab | III | 2010-12-02 | — | ES LWF | Closed | 须是电动设备(上海公共实验室用的是气动设备) | 内部导线弯折及自动卷线测试仪
EC4502 | 1 | Test apparatus for Insulation of a probe cable |  |  | XM Lab | Xiamen test lab | II | 2020-06-16 | 2021-06-15 | ES AW | Closed | 可利用厦门现有设备EC4502 | 测试线绝缘耐磨测试设备
EC4502 | 2 | Test apparatus for Insulation of a probe cable |  |  | XM Lab | Xiamen test lab | II | 2020-06-16 | 2021-06-15 | ES AW | Closed | 可利用厦门现有设备EC4502 | 测试线绝缘耐磨测试设备砝码
EC4503 |  | 可调衰减器 | GKTS2-2-90-8-A6 | 10122102 | SH Lab | 86#4F-EMC Shielding room | I | 2013-12-06 | — | SIMT | Disposal |  | 可调衰减器
EC4504 |  | 可调衰减器 | GKTS2-2-90-8-A6 | 10122101 | SH Lab | 86#4F-EMC Shielding room | I | 2014-12-10 | — | SIMT | Disposal |  | 可调衰减器
EC4505 |  | Test corner |  |  | SH Lab | 85#5F-Battery test lab | III | 2010-12-28 | — | ES JH | Closed |  | 电池试验测试角
EC4506 |  | Apparatus for cell vent test |  |  | SH Lab | 85#5F-Battery test lab | I | 2020-05-13 | 2021-05-12 | SIMT | Closed |  | 电芯泄压阀测试设备
EC4507 |  | DC power source | 60v 120A |  | SH Lab | 86#1F-General test lab | III | 2011-04-11 | — | ES JH | Disposal | 已经替换成EC4539 | 直流电源
EC4508 | 1 | humidity sensor | PCMINI52 |  | SH Lab | Hangzhou test lab | I | 2020-05-06 | 2021-05-05 | SIMT | Closed |  | 湿度传感器
EC4508 | 2 | humidity sensor |  |  | SH Lab | 86#3F-Cooking & HVAC test lab | I | 2020-05-06 | 2021-05-05 | SIMT | Closed |  | 湿度传感器
EC4508 | 3 | humidity sensor |  |  | SH Lab | 86#3F-Cooking & HVAC test lab | I | 2020-05-06 | 2021-05-05 | SIMT | Closed |  | 湿度传感器
EC4508 | 4 | humidity sensor |  |  | SH Lab | 86#3F-Cooking & HVAC test lab | I | 2020-05-06 | 2021-05-05 | SIMT | Closed |  | 湿度传感器
EC4509 |  | DATA LOGGER | MX100,3*10输入 |  | SH Lab | Shibei PV lab | I | 2020-03-18 | 2021-03-17 | JSMI | Closed |  | MX100数据采集仪
EC4510 |  | Electronic Load | 15V, 100mA |  | SH Lab | 51#7F-PPT test lab | I | 2020-07-10 | 2021-07-09 | JSMI | Closed |  | 电子负载(电池检测设备）
EC4510 | 1 | Electronic Load | 15V, 100mA |  | SH Lab | 51#7F-PPT test lab | I | 2020-07-10 | 2021-07-09 | SQI | Closed |  | 电子负载
EC4511 |  | Electronic Load | 5V, 6A |  | SH Lab | 51#7F-PPT test lab | I | 2017-08-01 | — | JSMI | Out of service | 外加一台联网用的中位机（维修） | 电子负载(电池检测设备）
EC4511 | 1 | Electronic Load | 5V, 6A |  | SH Lab | 51#7F-PPT test lab | I | 2020-07-10 | 2021-07-09 | JSMI | Closed | 外加一台联网用的中位机 | 电子负载
EC4512 |  | Wind Turbine Power Performance Test System | METEO-32X |  | IW BJ | BJ IW test lab | I | 2016-09-14 | 2018-09-13 | SIMT | Closed | refer to IEC 61400-12-1 | 风电系统-记录仪
EC4512 | 1 | Wind Turbine Power Performance Test System | 1st | 210356 | IW BJ | BJ IW test lab | I | 2012-07-03 | — | SIMT | Disposal | refer to IEC 61400-12-1 | 风电系统-风速仪
EC4512 | 10 | Wind Turbine Power Performance Test System | P6330 |  | IW BJ | BJ IW test lab | I | 2017-01-22 | 2019-01-21 | SIMT | Closed | refer to IEC 61400-12-1 | 风电系统-大气压力传感器
EC4512 | 11 | Wind Turbine Power Performance Test System | P6361H (young 52202) | TB07392 | IW BJ | BJ IW test lab | I | 2011-02-22 | — | SIMT | Out of service | refer to IEC 61400-12-1 | 风电系统-雨量传感器
EC4512 | 12 | Wind Turbine Power Performance Test System | P6312 （#KPK1/6-ME） | FA-0904058 (82567) | IW BJ | BJ IW test lab | I | 2016-12-08 | 2018-12-07 | SIMT | Closed | refer to IEC 61400-12-1 （P6312 和 #KPK1/6-ME是指同一个设备） | 风电系统-温湿度传感器
EC4512 | 2 | Wind Turbine Power Performance Test System | 1st | 210355 | IW BJ | BJ IW test lab | I | 2017-08-21 | 2019-08-20 | MFG | Calibrating | refer to IEC 61400-12-1 | 风电系统-风速仪
EC4512 | 3 | Wind Turbine Power Performance Test System | 1st（2017-2-4更换为05141175） | 310595 | IW BJ | BJ IW test lab | I | 2015-09-10 | — | SIMT | Repairing | refer to IEC 61400-12-1 | 风电系统-风速仪
EC4512 | 4 | Wind Turbine Power Performance Test System | 1st | 210354 | IW BJ | BJ IW test lab | I | 2015-09-10 | 2017-09-09 | SIMT | Closed | refer to IEC 61400-12-1 | 风电系统-风速仪
EC4512 | 5 | Wind Turbine Power Performance Test System | 1st（2017-2-4更换为05141187） | 210351 | IW BJ | BJ IW test lab | I | 2019-06-04 | 2021-06-03 | MFG | Closed | refer to IEC 61400-12-1 | 风电系统-风速仪
EC4512 | 6 | Wind Turbine Power Performance Test System | 1st | 1110007 | IW BJ | BJ IW test lab | I | 2019-06-12 | 2021-06-11 | MFG | Closed | refer to IEC 61400-12-1 | 风电系统-风速仪
EC4512 | 7 | Wind Turbine Power Performance Test System | P6200H |  | IW BJ | BJ IW test lab | I | 2015-09-10 | 2017-09-09 | SIMT | Closed | refer to IEC 61400-12-1 | 风电系统-风向仪
EC4512 | 8 | Wind Turbine Power Performance Test System | P6200H |  | IW BJ | BJ IW test lab | I | 2015-09-10 | 2017-09-09 | SIMT | Closed | refer to IEC 61400-12-1 | 风电系统-风向仪
EC4512 | 9 | Wind Turbine Power Performance Test System | P6200H |  | IW BJ | BJ IW test lab | I | 2015-09-10 | 2017-09-09 | SIMT | Closed | refer to IEC 61400-12-1 | 风电系统-风向仪
EC4513 |  | UV A Senser | GCK-1 | 10243 | SH Lab | Shibei PV lab | I | 2017-05-24 | — | SIMT | Out of service | 封存 2018.6 | 紫外探头
EC4514 |  | pressure meter |  |  | SH Lab | 86#1F-Water-proof test lab | I | 2013-03-26 | — | SIMT | Disposal |  | 压力表
EC4515 |  | Handheld dynamic and static pressure tester | KMG2000G | 5338589 | SH Lab | 86#1F-Garden tools test lab (Ⅰ) | I | 2019-09-23 | 2021-03-22 | SIMT | Closed |  | 手持式动态和静态压力测试仪
EC4516 |  | ISO 9241-307 Surounding light source | VESA-1 | 346 | SH Lab | 86#2F-TCO test lab | III | 2011-01-19 | — | ES JH | Closed |  | ISO 9241-307 环境光源
EC4517 | 1 | infrared spectrometer | HAAS-2000 800-1650nm |  | SH Lab | 85#5F-ACCE & LUM test lab | III | 2012-01-12 | — | ES JH | Closed |  | 红外光谱仪HAAS-2000 800-1650nm
EC4517 | 2 | illuminometer | UV2000Z 380-3000nm |  | SH Lab | 85#5F-ACCE & LUM test lab | I | 2020-06-03 | 2021-06-02 | NIM | Closed |  | 照度计UV2000Z 380-3000nm
EC4517 | 3 | illuminometer | UV2000Z 780-3000nm |  | SH Lab | 85#5F-ACCE & LUM test lab | I | 2020-06-03 | 2021-06-02 | NIM | Closed |  | 照度计UV2000Z 780-3000nm
EC4518 |  | simpson 228 | 228 | 10-866030 | SH Lab | 86#4F-Multimedia test lab | I | 2020-04-05 | 2021-04-04 | JSMI | Closed |  | simpson 228
EC4519 |  | spherical probe |  |  | SH Lab | 86#3F-Construction test lab (Ⅱ) | II | 2020-02-16 | 2021-02-15 | ES AW | Closed | Emergency, CNAS AUDIT with. | 球形试验指
EC4520 | 1 | Polyethylene disks |  |  | SH Lab | 86#3F-3F Power distribution room | II | 2020-02-16 | 2021-02-15 | ES AW | Closed | Emergency, CNAS AUDIT with. | 聚乙烯圆盘
EC4520 | 10 | Polyethylene disks |  |  | SH Lab | 86#3F-3F Power distribution room | II | 2020-02-16 | 2021-02-15 | ES AW | Closed | Emergency, CNAS AUDIT with. | 聚乙烯圆盘
EC4520 | 11 | Polyethylene disks |  |  | SH Lab | 86#3F-3F Power distribution room | II | 2020-02-16 | 2021-02-15 | ES AW | Closed | Emergency, CNAS AUDIT with. | 聚乙烯圆盘
EC4520 | 12 | Polyethylene disks |  |  | SH Lab | 86#3F-3F Power distribution room | II | 2020-02-16 | 2021-02-15 | ES AW | Closed | Emergency, CNAS AUDIT with. | 聚乙烯圆盘
EC4520 | 13 | Polyethylene disks |  |  | SH Lab | 86#3F-3F Power distribution room | II | 2020-02-16 | 2021-02-15 | ES AW | Closed | Emergency, CNAS AUDIT with. | 聚乙烯圆盘
EC4520 | 14 | Polyethylene disks |  |  | SH Lab | 86#3F-3F Power distribution room | II | 2020-02-16 | 2021-02-15 | ES AW | Closed | Emergency, CNAS AUDIT with. | 聚乙烯圆盘
EC4520 | 15 | Polyethylene disks |  |  | SH Lab | 86#3F-3F Power distribution room | II | 2020-02-16 | 2021-02-15 | ES AW | Closed | Emergency, CNAS AUDIT with. | 聚乙烯圆盘
EC4520 | 16 | Polyethylene disks |  |  | SH Lab | 86#3F-3F Power distribution room | II | 2020-02-16 | 2021-02-15 | ES AW | Closed | Emergency, CNAS AUDIT with. | 聚乙烯圆盘
EC4520 | 17 | Polyethylene disks |  |  | SH Lab | 86#3F-3F Power distribution room | II | 2020-02-16 | 2021-02-15 | ES AW | Closed | Emergency, CNAS AUDIT with. | 聚乙烯圆盘
EC4520 | 18 | Polyethylene disks |  |  | SH Lab | 86#3F-3F Power distribution room | II | 2020-02-16 | 2021-02-15 | ES AW | Closed | Emergency, CNAS AUDIT with. | 聚乙烯圆盘
EC4520 | 19 | Polyethylene disks |  |  | SH Lab | 86#3F-3F Power distribution room | II | 2020-02-16 | 2021-02-15 | ES AW | Closed | Emergency, CNAS AUDIT with. | 聚乙烯圆盘
EC4520 | 2 | Polyethylene disks |  |  | SH Lab | 86#3F-3F Power distribution room | II | 2020-02-16 | 2021-02-15 | ES AW | Closed | Emergency, CNAS AUDIT with. | 聚乙烯圆盘
EC4520 | 20 | Polyethylene disks |  |  | SH Lab | 86#3F-Cooking & HVAC test lab | II | 2020-02-16 | 2021-02-15 | ES AW | Closed | Emergency, CNAS AUDIT with. | 聚乙烯圆盘
EC4520 | 3 | Polyethylene disks |  |  | SH Lab | 86#3F-3F Power distribution room | II | 2020-02-16 | 2021-02-15 | ES AW | Closed | Emergency, CNAS AUDIT with. | 聚乙烯圆盘
EC4520 | 4 | Polyethylene disks |  |  | SH Lab | 86#3F-3F Power distribution room | II | 2020-02-16 | 2021-02-15 | ES AW | Closed | Emergency, CNAS AUDIT with. | 聚乙烯圆盘
EC4520 | 5 | Polyethylene disks |  |  | SH Lab | 86#3F-3F Power distribution room | II | 2020-02-16 | 2021-02-15 | ES AW | Closed | Emergency, CNAS AUDIT with. | 聚乙烯圆盘
EC4520 | 6 | Polyethylene disks |  |  | SH Lab | 86#3F-3F Power distribution room | II | 2020-02-16 | 2021-02-15 | ES AW | Closed | Emergency, CNAS AUDIT with. | 聚乙烯圆盘
EC4520 | 7 | Polyethylene disks |  |  | SH Lab | 86#3F-3F Power distribution room | II | 2020-02-16 | 2021-02-15 | ES AW | Closed | Emergency, CNAS AUDIT with. | 聚乙烯圆盘
EC4520 | 8 | Polyethylene disks |  |  | SH Lab | 86#3F-3F Power distribution room | II | 2020-02-16 | 2021-02-15 | ES AW | Closed | Emergency, CNAS AUDIT with. | 聚乙烯圆盘
EC4520 | 9 | Polyethylene disks |  |  | SH Lab | 86#3F-Home appliance test lab | II | 2020-02-16 | 2021-02-15 | ES AW | Closed | Emergency, CNAS AUDIT with. | 聚乙烯圆盘
EC4521 |  | straight rod |  |  | SH Lab | 86#3F-Construction test lab (Ⅱ) | II | 2020-02-16 | 2021-02-15 | ES AW | Closed | Emergency, CNAS audit with. | 测试杆
EC4522 |  | steel rod |  |  | SH Lab | 86#3F-Construction test lab (Ⅱ) | II | 2012-02-16 | — | ES LWF | Out of service | Emergency, CNAS audit with. | 测试棒
EC4523 |  | 60601-2-10 testing load |  |  | SH Lab | 86#1F-General test lab | II | 2020-04-11 | 2021-04-10 | ES AW | Closed |  | 60601-2-10 测试负载
EC4524 |  | Arrangement for checking damage to conductors |  |  | SH Lab | 85#5F-ACCE & LUM test lab | II | 2020-05-08 | 2021-05-07 | ES AW | Closed | 因之前设备使用情况有限，现需改进设备增加设备测试范畴 | 接线端子导线安全性测试设备
EC4525 |  | Temperature apparatus for rangehoods |  |  | SH Lab | 86#3F-Heating & motor test lab | III | 2011-05-18 | — | ES LWF | Closed | Urgent need for CNAS Audit and testing | 抽油烟机测试装置
EC4525 | 1 | Temperature apparatus for rangehoods |  |  | SH Lab | 86#3F-Cooking & HVAC test lab | III | 2011-05-18 | — | ES LWF | Closed | Urgent need for CNAS Audit and testing | 抽油烟机测试装置-锅子
EC4525 | 2 | Temperature apparatus for rangehoods |  |  | SH Lab | 86#3F-Cooking & HVAC test lab | III | 2011-05-18 | — | ES LWF | Closed | Urgent need for CNAS Audit and testing | 抽油烟机测试装置-锅子
EC4525 | 3 | Temperature apparatus for rangehoods |  |  | SH Lab | 86#3F-Cooking & HVAC test lab | III | 2011-05-18 | — | ES LWF | Closed | Urgent need for CNAS Audit and testing | 抽油烟机测试装置-锅子
EC4525 | 4 | Temperature apparatus for rangehoods |  |  | SH Lab | 86#3F-Cooking & HVAC test lab | III | 2011-05-18 | — | ES LWF | Closed | Urgent need for CNAS Audit and testing | 抽油烟机测试装置-锅子
EC4525 | 5 | Temperature apparatus for rangehoods |  |  | SH Lab | 86#3F-Cooking & HVAC test lab | III | 2011-05-18 | — | ES LWF | Closed | Urgent need for CNAS Audit and testing | 抽油烟机测试装置-锅子
EC4525 | 6 | Temperature apparatus for rangehoods |  |  | SH Lab | 86#3F-Cooking & HVAC test lab | III | 2011-05-18 | — | ES LWF | Closed | Urgent need for CNAS Audit and testing | 抽油烟机测试装置-锅子
EC4526 |  | Balance scale | TCS-15 | 201000226 | SH Lab | 86#2F-Power supply test lab | I | 2020-05-14 | 2021-05-13 | JSMI | Closed |  | 天平秤
EC4527 |  | Ambient temperature barrel for test corner |  |  | XM Lab | Xiamen test lab | III | 2011-03-16 | — | ES JH | Closed |  | 试验角用环境温度测试用小桶
EC4528 |  | Ambient temperature barrel for test corner |  |  | XM Lab | Xiamen test lab | III | 2011-03-16 | — | ES JH | Closed |  | 试验角用环境温度测试用小桶
EC4529 |  | Ambient temperature barrel for test corner |  |  | XM Lab | Xiamen test lab | III | 2011-03-16 | — | ES JH | Closed |  | 试验角用环境温度测试用小桶
EC4530 |  | Pyranometer | MS-802 | F10119 | SH Lab | Shibei PV lab | I | 2019-10-30 | 2020-10-29 | SIMT | Calibrating |  | 照度计
EC4531 |  | Flexing machine |  |  | SH Lab | 86#1F-General test lab | II | 2020-05-08 | 2021-05-07 | ES AW | Closed |  | 弯折机
EC4532 |  | UV--B Sener | GCK-1 | 11245 | SH Lab | Shibei PV lab | I | 2017-03-17 | — | NIM | Out of service | 297nm 2018.3.29封存 | UV--B 探头
EC4533 |  | Digital transformer | 3284 |  | SH Lab | 86#2F-Power supply test lab | I | 2020-05-06 | 2021-05-05 | SIMT | Closed |  | 数字互感器
EC4534 |  | Digital Multimeter | f287 |  | SH Lab | 86#2F-Power supply test lab | II | 2020-04-08 | 2021-04-07 | EC JZ | Closed |  | 数字万用表
EC4535 |  | Collimator |  |  | CN FAC | 86#4F-Calibration room | I | 2019-02-01 | — | SIMT | Out of service | 封存 | 自准直仪
EC4536 | 1 | weight 5kg (M2) |  |  | SH Lab | 86#1F-Tools & machinery test lab | III | 2016-04-11 | — | ES CZ | Closed |  | 砝码 5kg （M2）
EC4536 | 10 | weight 5kg (M2) |  |  | SH Lab | 86#1F-Tools & machinery test lab | III | 2016-04-11 | — | ES CZ | Closed |  | 砝码 5kg （M2）
EC4536 | 11 | weight 5kg (M2) |  |  | SH Lab | 86#1F-Tools & machinery test lab | III | 2016-04-11 | — | ES CZ | Closed |  | 砝码 5kg （M2）
EC4536 | 12 | weight 5kg (M2) |  |  | SH Lab | 86#1F-Tools & machinery test lab | III | 2016-04-11 | — | ES CZ | Closed |  | 砝码 5kg （M2）
EC4536 | 13 | weight 5kg (M2) |  |  | SH Lab | 86#1F-Tools & machinery test lab | III | 2016-04-11 | — | ES CZ | Closed |  | 砝码 5kg （M2）
EC4536 | 14 | weight 5kg (M2) |  |  | SH Lab | 86#1F-Tools & machinery test lab | III | 2016-04-11 | — | ES CZ | Closed |  | 砝码 5kg （M2）
EC4536 | 15 | weight 5kg (M2) |  |  | SH Lab | 86#1F-Tools & machinery test lab | III | 2016-04-11 | — | ES CZ | Closed |  | 砝码 5kg （M2）
EC4536 | 16 | weight 5kg (M2) |  |  | SH Lab | 86#1F-Tools & machinery test lab | III | 2016-04-11 | — | ES CZ | Closed |  | 砝码 5kg （M2）
EC4536 | 17 | weight 5kg (M2) |  |  | SH Lab | 86#1F-Tools & machinery test lab | III | 2016-04-11 | — | ES CZ | Closed |  | 砝码 5kg （M2）
EC4536 | 18 | weight 5kg (M2) |  |  | SH Lab | 86#1F-Tools & machinery test lab | III | 2016-04-11 | — | ES CZ | Closed |  | 砝码 5kg （M2）
EC4536 | 19 | weight 5kg (M2) |  |  | SH Lab | 86#1F-Tools & machinery test lab | III | 2016-04-11 | — | ES CZ | Closed |  | 砝码 5kg （M2）
EC4536 | 2 | weight 5kg (M2) |  |  | SH Lab | 86#1F-Tools & machinery test lab | III | 2016-04-11 | — | ES CZ | Closed |  | 砝码 5kg （M2）
EC4536 | 20 | weight 5kg (M2) |  |  | SH Lab | 86#1F-Tools & machinery test lab | III | 2016-04-11 | — | ES CZ | Closed |  | 砝码 5kg （M2）
EC4536 | 21 | weight 5kg (M2) |  |  | SH Lab | 86#1F-Tools & machinery test lab | III | 2016-04-11 | — | ES CZ | Closed |  | 砝码 5kg （M2）
EC4536 | 22 | weight 5kg (M2) |  |  | SH Lab | 86#1F-Tools & machinery test lab | III | 2016-04-11 | — | ES CZ | Closed |  | 砝码 5kg （M2）
EC4536 | 23 | weight 5kg (M2) |  |  | SH Lab | 86#1F-Tools & machinery test lab | III | 2016-04-11 | — | ES CZ | Closed |  | 砝码 5kg （M2）
EC4536 | 24 | weight 5kg (M2) |  |  | SH Lab | 86#1F-Tools & machinery test lab | III | 2016-04-11 | — | ES CZ | Closed |  | 砝码 5kg （M2）
EC4536 | 25 | weight 5kg (M2) |  |  | SH Lab | 86#1F-Tools & machinery test lab | III | 2016-04-11 | — | ES CZ | Closed |  | 砝码 5kg （M2）
EC4536 | 3 | weight 5kg (M2) |  |  | SH Lab | 86#1F-Tools & machinery test lab | III | 2016-04-11 | — | ES CZ | Closed |  | 砝码 5kg （M2）
EC4536 | 4 | weight 5kg (M2) |  |  | SH Lab | 86#1F-Tools & machinery test lab | III | 2016-04-11 | — | ES CZ | Closed |  | 砝码 5kg （M2）
EC4536 | 5 | weight 5kg (M2) |  |  | SH Lab | 86#1F-Tools & machinery test lab | III | 2016-04-11 | — | ES CZ | Closed |  | 砝码 5kg （M2）
EC4536 | 6 | weight 5kg (M2) |  |  | SH Lab | 86#1F-Tools & machinery test lab | III | 2016-04-11 | — | ES CZ | Closed |  | 砝码 5kg （M2）
EC4536 | 7 | weight 5kg (M2) |  |  | SH Lab | 86#1F-Tools & machinery test lab | III | 2016-04-11 | — | ES CZ | Closed |  | 砝码 5kg （M2）
EC4536 | 8 | weight 5kg (M2) |  |  | SH Lab | 86#1F-Tools & machinery test lab | III | 2016-04-11 | — | ES CZ | Closed |  | 砝码 5kg （M2）
EC4536 | 9 | weight 5kg (M2) |  |  | SH Lab | 86#1F-Tools & machinery test lab | III | 2016-04-11 | — | ES CZ | Closed |  | 砝码 5kg （M2）
EC4537 | 1 | WEUGHT 5KG (M3) |  |  | SH Lab | 51#7F-PPT test lab | III | 2016-04-11 | — | ES HG | Closed |  | 砝码 5kg (m3)
EC4537 | 10 | WEUGHT 5KG (M3) |  |  | SH Lab | 51#7F-PPT test lab | III | 2016-04-11 | — | ES HG | Closed |  | 砝码 5kg (m3)
EC4537 | 11 | WEUGHT 5KG (M3) |  |  | SH Lab | 51#7F-PPT test lab | III | 2016-04-11 | — | ES HG | Closed |  | 砝码 5kg (m3)
EC4537 | 12 | WEUGHT 5KG (M3) |  |  | SH Lab | 51#7F-PPT test lab | III | 2016-04-11 | — | ES HG | Closed |  | 砝码 5kg (m3)
EC4537 | 13 | WEUGHT 5KG (M3) |  |  | SH Lab | 51#7F-PPT test lab | III | 2016-04-11 | — | ES HG | Closed |  | 砝码 5kg (m3)
EC4537 | 14 | WEUGHT 5KG (M3) |  |  | SH Lab | 51#7F-PPT test lab | III | 2016-04-11 | — | ES HG | Closed |  | 砝码 5kg (m3)
EC4537 | 15 | WEUGHT 5KG (M3) |  |  | SH Lab | 51#7F-PPT test lab | III | 2016-04-11 | — | ES HG | Closed |  | 砝码 5kg (m3)
EC4537 | 16 | WEUGHT 5KG (M3) |  |  | SH Lab | 51#7F-PPT test lab | III | 2016-04-11 | — | ES HG | Closed |  | 砝码 5kg (m3)
EC4537 | 17 | WEUGHT 5KG (M3) |  |  | SH Lab | 51#7F-PPT test lab | III | 2016-04-11 | — | ES HG | Closed |  | 砝码 5kg (m3)
EC4537 | 18 | WEUGHT 5KG (M3) |  |  | SH Lab | 51#7F-PPT test lab | III | 2016-04-11 | — | ES HG | Closed |  | 砝码 5kg (m3)
EC4537 | 19 | WEUGHT 5KG (M3) |  |  | SH Lab | 51#7F-PPT test lab | III | 2016-04-11 | — | ES HG | Closed |  | 砝码 5kg (m3)
EC4537 | 2 | WEUGHT 5KG (M3) |  |  | SH Lab | 51#7F-PPT test lab | III | 2016-04-11 | — | ES HG | Closed |  | 砝码 5kg (m3)
EC4537 | 20 | WEUGHT 5KG (M3) |  |  | SH Lab | 51#7F-PPT test lab | III | 2016-04-11 | — | ES HG | Closed |  | 砝码 5kg (m3)
EC4537 | 21 | WEUGHT 5KG (M3) |  |  | SH Lab | 51#7F-PPT test lab | III | 2016-04-11 | — | ES HG | Closed |  | 砝码 5kg (m3)
EC4537 | 22 | WEUGHT 5KG (M3) |  |  | SH Lab | 51#7F-PPT test lab | III | 2016-04-11 | — | ES HG | Closed |  | 砝码 5kg (m3)
EC4537 | 23 | WEUGHT 5KG (M3) |  |  | SH Lab | 51#7F-PPT test lab | III | 2016-04-11 | — | ES HG | Closed |  | 砝码 5kg (m3)
EC4537 | 24 | WEUGHT 5KG (M3) |  |  | SH Lab | 51#7F-PPT test lab | III | 2016-04-11 | — | ES HG | Closed |  | 砝码 5kg (m3)
EC4537 | 25 | WEUGHT 5KG (M3) |  |  | SH Lab | 51#7F-PPT test lab | III | 2016-04-11 | — | ES HG | Closed |  | 砝码 5kg (m3)
EC4537 | 3 | WEUGHT 5KG (M3) |  |  | SH Lab | 51#7F-PPT test lab | III | 2016-04-11 | — | ES HG | Closed |  | 砝码 5kg (m3)
EC4537 | 4 | WEUGHT 5KG (M3) |  |  | SH Lab | 51#7F-PPT test lab | III | 2016-04-11 | — | ES HG | Closed |  | 砝码 5kg (m3)
EC4537 | 5 | WEUGHT 5KG (M3) |  |  | SH Lab | 51#7F-PPT test lab | III | 2016-04-11 | — | ES HG | Closed |  | 砝码 5kg (m3)
EC4537 | 6 | WEUGHT 5KG (M3) |  |  | SH Lab | 51#7F-PPT test lab | III | 2016-04-11 | — | ES HG | Closed |  | 砝码 5kg (m3)
EC4537 | 7 | WEUGHT 5KG (M3) |  |  | SH Lab | 51#7F-PPT test lab | III | 2016-04-11 | — | ES HG | Closed |  | 砝码 5kg (m3)
EC4537 | 8 | WEUGHT 5KG (M3) |  |  | SH Lab | 51#7F-PPT test lab | III | 2016-04-11 | — | ES HG | Closed |  | 砝码 5kg (m3)
EC4537 | 9 | WEUGHT 5KG (M3) |  |  | SH Lab | 51#7F-PPT test lab | III | 2016-04-11 | — | ES HG | Closed |  | 砝码 5kg (m3)
EC4538 |  | Foot probe |  |  | SH Lab |  | II | 2011-04-11 | — | ES LWF | Out of service |  | 试验脚
EC4539 |  | DC power source | 60V/120A | 2011004009 | SH Lab | 86#1F-Tools & machinery test lab | I | 2020-05-14 | 2021-05-13 | JSMI | Closed |  | 直流电源
EC4540 |  | DC load |  |  | SH Lab | 86#4F-Multimedia test lab | I | 2020-04-13 | 2021-04-12 | JSMI | Closed |  | 直流负载
EC4541 |  | DC power source |  |  | SH Lab | 86#4F-Multimedia test lab | I | 2020-05-14 | 2021-05-13 | JSMI | Closed |  | 直流电源
EC4542 |  | Fixture for Thermocouple |  |  | SH Lab | 51#7F-PPT test lab | III | 2011-04-22 | — | ES LWF | Closed |  | 热电偶支架
EC4543 |  | Fixture for Thermocouple |  |  | SH Lab | 51#7F-PPT test lab | III | 2011-04-22 | — | ES LWF | Closed |  | 热电偶支架
EC4544 |  | mast |  |  | SH Lab | Shibei PV lab | III | 2011-04-18 | — | ES LWF | Closed |  | 风向风速仪支撑杆
EC4545 |  | NOCT testing rack |  |  | SH Lab | Shibei PV lab | III | 2011-04-18 | — | ES LWF | Disposal |  | NOCT室外测试架
EC4546 |  | Temperature Chamber | HR-WP-VSR83-01-19-HHH-T-B-U | SH11040203 | XM Lab | Xiamen test lab | II | 2020-04-05 | 2021-04-04 | ES AW | Closed | 可实现3 路监控.能把数据导到电脑存储. 能连续记录最少30天的数据. | 无纸温度记录仪
EC4547 |  | Data Acquisition/Switch Unit | 34970A | MY44058400 | XM Lab | Xiamen test lab | II | 2020-04-20 | 2021-04-19 | ES AW | Closed | Agilent BenchLink Data Logger 3版本4.2.00 | 数据采集仪
EC4547 | 1 | thermal coupler module | 34901A | MY41131746 | XM Lab | Xiamen test lab | III | 2011-04-19 | — | ES AW | Closed | 带测试板一块. | 测试模块
EC4548 |  | Flammable gas test facility for refrigerator |  |  | SH Lab | 86#3F-Cooking & HVAC test lab | I | 2015-04-23 | — | SIMT | Out of service | 封存； | 冰箱防可燃气体设备
EC4549 |  | Temperature and Humidity Recorder | ZJ1-2B | 201102073 | SH Lab | 51#7F-PPT test lab | I | 2020-06-03 | 2021-06-02 | JSMI | Closed | ZJ1-2B | 温湿度记录仪
EC4550 |  | Temperature and Humidity Recorder | ZJ1-2B | 201102146 | SH Lab | 51#7F-PPT test lab | I | 2019-06-21 | — | JSMI | Out of service | ZJ1-2B | 温湿度记录仪
EC4551 |  | Temperature and Humidity Recorder | ZJ1-2B | 201010038 | SH Lab | 51#7F-PPT test lab | I | 2016-04-18 | — | SQI | Out of service | ZJ1-2B、封存； | 温湿度记录仪
EC4552 |  | temperature and humidity recorder | ZJ1-2B | 201102077 | SH Lab | 51#7F-PPT test lab | I | 2016-04-18 | — | SQI | Out of service | ZJ1-2B、封存； | 温湿度记录仪
EC4553 |  | AC/DC digital power meter | 760401-H/C2/HRM | 91L242734 | SH Lab | 51#7F-LUM test lab | I | 2020-07-17 | 2021-07-16 | JSMI | Closed |  | 数字功率表
EC4554 |  | Iron solleplate temperature testing base |  |  | SH Lab | 51#7F-PPT test lab | III | 2011-05-26 | — | ES LWF | Closed |  | 电熨斗底板温度测试底座
EC4555 |  | Brush-cutters and grass-trimmer--Cutting attachment guard strength |  |  | SH Lab | 86#1F-Environment test lab | III | 2011-05-04 | — | ES LWF | Closed |  | 割灌机护罩冲击设备
EC4556 |  | Conductivity Meter | 240 |  | XM Lab | Xiamen test lab | I | 2016-10-19 | — | JSMI | Disposal |  | 电导率仪
EC4557 |  | Metal cylinder |  |  | SH Lab | 51#7F-CM test lab | II | 2020-05-25 | 2021-05-24 | EC JZ | Closed |  | 金属圆柱
EC4558 |  | Metal cylinder |  |  | SH Lab | 51#7F-CM test lab | II | 2020-05-25 | 2021-05-24 | EC JZ | Closed |  | 金属圆柱
EC4559 |  | Test Gauge |  |  | SH Lab | 85#5F-ACCE & LUM test lab | II | 2020-05-25 | 2021-05-24 | ES AW | Closed | This test gauge, is a part of the EC4085 equipment. | 测试量块
EC4560 |  | 8mm Test Rod |  |  | XM Lab | Xiamen test lab | II | 2020-06-16 | 2021-06-15 | ES AW | Closed |  | 8mm 测试棒
EC4561 |  | 9.5mm Test Rod |  |  | XM Lab | Xiamen test lab | II | 2020-06-16 | 2021-06-15 | ES AW | Closed |  | 9.5mm 测试棒
EC4562 |  | Test Rod |  |  | XM Lab | Xiamen test lab | II | 2020-06-16 | 2021-06-15 | EC JZ | Closed |  | 测试棒
EC4563 |  | Callipers | 0-200mm | 10070393 | SH Lab | 51#7F-CM test lab | I | 2016-11-24 | — | JSMI | Out of service |  | 数显卡尺
EC4564 |  | Tape | L16-35 |  | SH Lab | 51#7F-CM test lab | I | 2014-05-15 | — | SIMT | Out of service |  | 卷尺
EC4565 |  | Test Rod |  |  | XM Lab | Xiamen test lab | II | 2020-06-16 | 2021-06-15 | EC JZ | Closed |  | 测试棒
EC4566 |  | Mixing bowl |  |  | XM Lab | Xiamen test lab | III | 2011-05-25 | — | ES LWF | Closed |  | 搅拌碗
EC4567 |  | Test probe |  |  | XM Lab | Xiamen test lab | II | 2020-06-16 | 2021-06-15 | EC JZ | Closed |  | 测试探针
EC4568 |  | Mixing bowl |  |  | XM Lab | Xiamen test lab | III | 2011-05-25 | — | ES LWF | Closed |  | 搅拌碗
EC4569 |  | Callipers | 0-200mm | 10070414 | SH Lab | 51#7F-CM test lab | I | 2015-05-06 | — | SQI | Out of service |  | 数显卡尺
EC4570 |  | Callipers | 0-200mm | 10070363 | SH Lab | 51#7F-PPT test lab | I | 2020-06-02 | 2021-06-01 | JSMI | Closed |  | 数显卡尺
EC4571 |  | Probe (European std) |  |  | SH Lab | 86#1F-Garden tools test lab (Ⅰ) | II | 2020-05-09 | 2021-05-08 | EC JZ | Closed |  | 欧标触指
EC4572 |  | Test Probe 11 |  |  | SH Lab | 86#1F-Tools & machinery test lab | II | 2020-05-09 | 2021-05-08 | EC JZ | Closed |  | 无关节触指
EC4573 |  | Test probe |  |  | YY Eng | Yuyao test lab | II | 2020-05-09 | 2021-05-08 | EC JZ | Closed | EN 60335-2-9/A13, EN60335-2-23/A11等最新标准要用到 | Test probe
EC4574 |  | Test pin |  |  | SH Lab | 51#7F-CM test lab | II | 2019-05-09 | — | EC JZ | Can not be found |  | 测试针
EC4575 |  | Height caliper |  | WY-409 | SH Lab | 86#2F-TCO test lab | I | 2020-04-29 | 2021-04-28 | JSMI | Closed |  | 高度游标卡尺
EC4576 |  | Resistance Box |  |  | XM Lab | Xiamen test lab | II | 2020-05-23 | 2021-05-22 | EC JK | Closed |  | 电阻盒(50KΩ,10W)
EC4577 |  | Electronic inclinometer | e level module | 100800002 | SH Lab | 86#2F-Construction test lab(Ⅰ) | I | 2012-05-29 | — | JSMI | Out of service |  | 倾斜计 角度仪
EC4578 |  | AC/DC digital power meter | 8716CT | 871009617 | SH Lab | 51#7F-PPT test lab | II | 2020-06-08 | 2021-06-07 | EC JK | Closed | 青智QingZhi 8716CT | 交直数字电参数仪
EC4579 |  | AC/DC digital power meter | 8716CT | 871009616 | SH Lab | 51#7F-PPT test lab | II | 2020-05-25 | 2021-05-24 | EC JK | Closed | 青智QingZhi 8716CT | 交直数字电参数仪
EC4580 |  | AC/DC digital power meter | 8716CT | 871009619 | SH Lab | 51#7F-PPT test lab | II | 2020-05-25 | 2021-05-24 | EC JK | Closed | 青智QingZhi 8716CT | 交直数字电参数仪
EC4581 |  | AC/DC digital power meter | 8716CT |  | SH Lab | 51#7F-PPT test lab | II | 2020-05-25 | 2021-05-24 | EC JK | Closed | 青智QingZhi 8716CT | 交直数字电参数仪
EC4582 | 1 | Glass lens |  |  | XM Lab | Xiamen test lab | III | 2011-05-27 | — | ES JH | Closed |  | 玻璃片(210*210*3)
EC4582 | 2 | Glass lens |  |  | XM Lab | Xiamen test lab | III | 2011-05-27 | — | ES JH | Closed |  | 玻璃片(210*210*3)
EC4582 | 3 | Glass lens |  |  | XM Lab | Xiamen test lab | III | 2011-05-27 | — | ES JH | Closed |  | 玻璃片(210*210*3)
EC4582 | 4 | Glass lens |  |  | XM Lab | Xiamen test lab | III | 2011-05-27 | — | ES JH | Closed |  | 玻璃片(210*210*3)
EC4583 | 1 | Glass lens |  |  | XM Lab | Xiamen test lab | III | 2011-05-27 | — | ES JH | Closed |  | 玻璃片(160*160*3)
EC4583 | 2 | Glass lens |  |  | XM Lab | Xiamen test lab | III | 2011-05-27 | — | ES JH | Closed |  | 玻璃片(160*160*3)
EC4583 | 3 | Glass lens |  |  | XM Lab | Xiamen test lab | III | 2011-05-27 | — | ES JH | Closed |  | 玻璃片(160*160*3)
EC4583 | 4 | Glass lens |  |  | XM Lab | Xiamen test lab | III | 2011-05-27 | — | ES JH | Closed |  | 玻璃片(160*160*3)
EC4584 |  | aluminium plate |  |  | SH Lab | 86#2F-Garden tools test lab (Ⅱ) | III | 2011-05-30 | — | ES LWF | Closed | 需要做成可折叠式，见附件 | 铝板
EC4585 |  | Sieve ( 50 core) |  |  | XM Lab | Xiamen test lab | III | 2011-05-30 | — | ES LWF | Closed |  | 筛子( 50 core)
EC4586 |  | Sieve (80 core) |  |  | XM Lab | Xiamen test lab | III | 2011-05-30 | — | ES LWF | Closed |  | 筛子 (80 core)
EC4587 |  | Torque Screw Driver | N12LTDK | 10G050 | SH Lab | 86#1F-Tools & machinery test lab | I | 2018-10-31 | — | JSMI | Out of service |  | 扭矩螺丝刀
EC4588 |  | Torque Screw Driver | N30LTDK | 10H022 | SH Lab | 86#1F-Tools & machinery test lab | I | 2019-10-17 | 2020-10-16 | JSMI | Calibrating |  | 扭矩螺丝刀
EC4589 |  | Hi pot tester | ZHZ8-1KVA-5KVA | N00513 | SH Lab | 86#2F-MD test lab | I | 2020-06-09 | 2021-06-08 | JSMI | Closed |  | 耐压仪
EC4590 |  | AC frequency converter | AFC-31030 |  | SH Lab | 51#7F-PPT test lab | III | 2011-06-17 | — | ES JH | Closed | 艾普斯AFC | 变频电源
EC4591 |  | Test probe A |  |  | YY Eng | CIXI test lab | II | 2020-04-06 | 2021-04-05 | EC JK | Closed | EN 60335-2-9等标准要用到 | Test probe A
EC4592 |  | isolation transformer | 10KVA |  | SH Lab | 51#7F-PPT test lab | III | 2011-06-28 | — | ES JH | Closed |  | 隔离变压器
EC4593 |  | Ambient Temperature and Humidity Tester | ZJ1-2B | 201103006 | SH Lab | 51#7F-PPT test lab | I | 2013-06-19 | — | SQI | Out of service | 2014.10.21 Location 由CM实验室改为PPT 实验室 | 环境温度湿度计
EC4594 |  | Ambient Temperature and Humidity Tester | ZJ1-2B | 201103134 | SH Lab | 51#7F-PPT test lab | I | 2019-08-21 | 2020-08-20 | JSMI | Calibrating |  | 环境温度湿度计
EC4595 |  | For U.S.A AC leakage current testing | Simpson 229-2 |  | SH Lab | 51#7F-PPT test lab | I | 2020-07-20 | 2021-07-19 | SQI | Closed | Manufacturer:Simpson | 交流泄漏电流测试仪
EC4596 |  | Leakage Current Tester (cETLus) | Simpson 229-2 |  | SH Lab | 51#7F-CM test lab | I | 2012-07-16 | — | SIMT | Disposal |  | 泄漏电流仪(美标)
EC4597 |  | Data Acquisition/Switch Unit | 34970A | MY44068405 | SH Lab | 51#7F-PPT test lab | II | 2020-06-16 | 2021-06-15 | ES AW | Closed | Agilent BenchLink Data Logger 3版本4.2.00 | 数据采集仪
EC4598 |  | oscilloscope | 4034B | C010473 | SH Lab | 86#2F-Power supply test lab | I | 2020-06-05 | 2021-06-04 | JSMI | Closed | 4个标配探头1~4 | 示波器
EC4599 |  | Data acquisition/switch unit | 34970A | MY44060974 | SH Lab | 85#5F-Battery test lab | II | 2020-06-16 | 2021-06-15 | ES AW | Closed | Agilent BenchLink Data Logger 3版本4.2.00 | 数据采集仪
EC4599 | 1 | thermal coupler module | 34901A | MY41132700 | SH Lab | 86#2F-Power supply test lab | III | 2011-06-20 | — | ES AW | Closed | 配置5块模板 | 测试模块
EC4599 | 2 | thermal coupler module | 34901A | MY41132576 | SH Lab | 51#7F-LUM test lab | III | 2011-06-20 | — | ES AW | Closed | 配置5块模板 | 测试模块
EC4600 |  | Data acquisition/switch unit | 34970A | MY44062255 | SH Lab | 85#5F-Battery test lab | II | 2020-06-16 | 2021-06-15 | ES AW | Closed | Agilent BenchLink Data Logger 3版本4.2.00 | 数据采集仪
EC4600 | 1 | thermal coupler module | 34901A | MY41132644 | SH Lab | 86#2F-Power supply test lab | III | 2011-06-16 | — | ES AW | Closed | 配置5块模板 | 测试模块
EC4600 | 2 | thermal coupler module | 34901A | MY41132625 | SH Lab | 86#2F-Power supply test lab | III | 2011-06-20 | — | ES AW | Closed | 配置5块模板 | 测试模块
EC4600 | 3 | thermal coupler module | 34901A | MY41132709 | SH Lab | 86#2F-Power supply test lab | III | 2011-06-20 | — | ES AW | Closed | 配置5块模板 | 测试模块
EC4601 |  | Current Clamp Meter A621 | A621 |  | SH Lab | 86#2F-Power supply test lab | I | 2020-06-10 | 2021-06-09 | SIMT | Closed |  | 电流钳形表
EC4602 |  | High Voltage Probe | P6015A | C064815 | SH Lab | 86#2F-Power supply test lab | I | 2020-06-10 | 2021-06-09 | SIMT | Closed |  | 高压探头
EC4603 |  | transformer | 10KVA |  | SH Lab | 51#7F-PPT test lab | III | 2011-06-30 | — | ES JH | Closed |  | 调压器
EC4604 |  | Current Clamp Meter A622 | A622 | 70888303 | SH Lab | 86#2F-Power supply test lab | I | 2020-06-10 | 2021-06-09 | SIMT | Closed |  | 电流钳形表
EC4605 |  | Differential Probe P5200 | p5200 | C031064 | SH Lab | 86#2F-Power supply test lab | I | 2020-06-10 | 2021-06-09 | SIMT | Closed |  | 差分探头
EC4606 |  | Branch circuit |  |  | XM Lab | Xiamen test lab | III | 2011-06-20 | — | ES JH | Closed |  | 多电路测试盒
EC4607 |  | Test probe |  |  | SH Lab | 86#1F-General test lab | II | 2020-06-22 | 2021-06-21 | EC JZ | Closed |  | 3-14岁试验探棒
EC4608 |  | Test probe |  |  | SH Lab | 86#1F-General test lab | II | 2020-06-22 | 2021-06-21 | EC JZ | Closed |  | 14岁以上试验探棒
EC4609 |  | Programmable AC source | 6430 | 643000000993 | SH Lab | 85#5F-ACCE & LUM test lab | I | 2020-07-10 | 2021-07-09 | SQI | Closed |  | 可编程交流电源
EC4610 |  | transformer | 10KVA |  | SH Lab | 51#7F-PPT test lab | III | 2011-06-30 | — | ES JH | Closed |  | 调压器
EC4611 |  | transformer | 10KVA |  | SH Lab | 51#7F-PPT test lab | III | 2011-06-30 | — | ES JH | Closed |  | 调压器
EC4612 |  | transformer | 10KVA |  | SH Lab | 51#7F-PPT test lab | III | 2011-06-30 | — | ES JH | Closed |  | 调压器
EC4613 |  | GPS | rino530HCx |  | SH Lab | 86#2F-Garden tools test lab (Ⅱ) | I | 2011-10-25 | — | SIMT | Out of service |  | 定位仪
EC4614 |  | Laser Rangefinders | 1200S |  | IW | BJ IW test lab | I | 2011-10-14 | 2012-10-13 | SIMT | Closed |  | 测距望远镜
EC4615 |  | Air compressor |  |  | SH Lab | 51#7F-PPT test lab | III | 2011-07-04 | — | ES LWF | Closed | 标配储气罐 | 空压机
EC4616 |  | AC/DC digital power meter | WT210 760401 | 91L526832 | SH Lab | 51#7F-PPT test lab | I | 2020-08-18 | 2021-08-17 | JSMI | Closed | WT210, 积分功能、串口输出和总谐波失真测量模块 | 高精度数字功率表
EC4617 |  | ISTA Vibrostand |  |  | SH Lab | 51#7F-PPT test lab | I | 2019-10-16 | 2020-10-15 | JSMI | Calibrating |  | ISTA振动台
EC4618 |  | transformer | 10KV |  | SH Lab | 51#7F-PPT test lab | III | 2011-06-30 | — | ES JH | Closed |  | 调压器
EC4619 |  | Spring hammer |  |  | SH Lab | 86#3F-Construction test lab (Ⅱ) | I | 2020-08-18 | 2021-08-17 | STIEA | Closed |  | 冲击锤
EC4620 |  | Tonometer | YM-3 | 1615 | SH Lab | 86#4F-EMC Shielding room | I | 2020-09-17 | 2021-09-16 | SMMS | Closed |  | 气压表YM-3
EC4621 |  | steel ball |  |  | SH Lab | 51#7F-PPT test lab | II | 2014-07-14 | — | ES LWF | Out of service |  | 钢球
EC4621 | 1 | steel ball |  |  | SH Lab | 86#3F-Home appliance test lab | II | 2020-07-16 | 2021-07-15 | EC JK | Closed |  | 钢球
EC4621 | 2 | steel ball |  |  | SH Lab | 86#3F-Home appliance test lab | II | 2020-07-16 | 2021-07-15 | EC JK | Closed |  | 钢球
EC4621 | 3 | steel ball |  |  | SH Lab | 86#3F-Home appliance test lab | II | 2020-07-16 | 2021-07-15 | EC JK | Closed |  | 钢球
EC4622 |  | Infusion pumps and controllers | IDA-4P/2 | 14596 | SH Lab | 51#7F-CM test lab | I | 2019-05-09 | — | MFG | Disposal |  | 输液泵检测仪
EC4623 |  | ECG stimulation | medSim 300B | 1699014 | SH Lab | 51#7F-CM test lab | I | 2020-05-19 | 2021-05-18 | SIMT | Closed |  | 心电图模拟仪
EC4624 |  | HF analyser | QA-ES II | 200858 | SH Lab | 51#7F-CM test lab | I | 2019-09-16 | 2020-09-15 | NIM | Calibrating |  | 高频电刀分析仪
EC4625 |  | Adjustable stability test plateform |  |  | SH Lab | 51#7F-PPT test lab | III | 2011-07-21 | — | ES LWF | Closed | 同HA现有（可调角度/台面360°可旋转） | 可调稳定性测试台
EC4626 |  | Stability test platform |  |  | SH Lab | 51#7F-PPT test lab | II | 2020-07-21 | 2021-07-20 | EC JK | Closed | 同HA现有(大圆盘+支撑脚） | 稳定性测试台
EC4627 |  | Multimeter | F289 | 14290051 | SH Lab | 86#1F-Tools & machinery test lab | II | 2020-07-13 | 2021-07-12 | EC JZ | Closed |  | 万用表
EC4628 |  | milliohm meter | 3541 | 110525052 | SH Lab | 51#7F-PPT test lab | I | 2020-06-05 | 2021-06-04 | JSMI | Closed |  | 毫欧计
EC4629 |  | Temperature Recorder | 34970A | MY44062651 | SH Lab | 51#7F-PPT test lab | II | 2020-07-13 | 2021-07-12 | ES AW | Closed |  | 温度记录仪
EC4629 | 1 | thermal coupler module | 34901A | MY41142498 | SH Lab | 51#7F-CM test lab | III | 2011-08-11 | — | ES JH | Closed |  | 测试模块
EC4629 | 2 | thermal coupler module | 34901A | MY41142499 | SH Lab | 51#7F-CM test lab | III | 2011-08-11 | — | ES JH | Closed |  | 测试模块
EC4630 |  | Branch circuit |  |  | XM Lab | Xiamen test lab | III | 2011-07-15 | — | ES JH | Closed |  | 多电路测试盒
EC4631 |  | IEC62493 test system | VDHH 9502 | VDHH 9502: 016 | SH Lab | 86#4F-EMC test lab | I | 2020-06-22 | 2021-06-21 | CEPREI | Closed |  | IEC6249 3测试系统
EC4632 |  | Test Corner |  |  | SH Lab | 51#7F-CM test lab | III | 2011-05-19 | — | ES LWF | Closed |  | 测试角
EC4633 |  | Test Corner |  |  | SH Lab | 51#7F-CM test lab | III | 2011-05-19 | — | ES LWF | Closed |  | 测试角
EC4634 |  | Test Corner |  |  | SH Lab | 51#7F-CM test lab | III | 2011-05-19 | — | ES LWF | Closed |  | 测试角
EC4635 |  | Test Corner |  |  | SH Lab | 51#7F-CM test lab | III | 2011-05-19 | — | ES LWF | Closed |  | 测试角
EC4636 |  | Test corner |  |  | SH Lab | 51#7F-PPT test lab | III | 2011-05-19 | — | ES LWF | Closed | according to EC3160 | 测试角
EC4637 |  | Test corner |  |  | SH Lab | 51#7F-PPT test lab | III | 2011-07-18 | — | ES LWF | Closed | according to EC3160 | 测试角
EC4638 |  | Test corner |  |  | SH Lab | 51#7F-PPT test lab | III | 2011-07-18 | — | ES LWF | Closed | according to EC3160 | 测试角
EC4639 |  | Test corner |  |  | SH Lab | 51#7F-PPT test lab | III | 2011-07-18 | — | ES LWF | Closed | according to EC3160 | 测试角
EC4640 |  | Digital Caliper | 0-200mm | 10080658 | SH Lab | 51#7F-LUM test lab | I | 2016-07-26 | — | JSMI | Disposal |  | 电子数显卡尺
EC4641 |  | Digital Caliper | 0-200mm | 10080480 | SH Lab | 51#7F-LUM test lab | I | 2020-07-24 | 2021-07-23 | JSMI | Closed |  | 电子数显卡尺
EC4642 |  | Rheochord | BX8-21 |  | SH Lab | 51#7F-PPT test lab | III | 2011-07-20 | — | ES JH | Closed | 参考PS现有 | 滑线变阻器（200Ω-5KΩ，0.75-0.03A）
EC4643 |  | slide rheostat | BX7-22 |  | SH Lab | 86#4F-EMC Shielding room | III | 2011-07-20 | — | ES JH | Closed |  | 滑动变阻器（2×5A 20Ω 手摇式带防护罩）
EC4644 |  | slide rheostat | BX7-22 |  | SH Lab | 86#4F-EMC Shielding room | III | 2011-07-20 | — | ES JH | Closed |  | 滑动变阻器（2×5A 20Ω 手摇式带防护罩）
EC4645 |  | slide rheostat | BX7-14 |  | SH Lab | 86#4F-EMC Shielding room | III | 2011-07-20 | — | ES JH | Closed |  | 滑动变阻器（5A 20Ω 手推式带防护罩）
EC4646 |  | Iron solleplate temperature testing supporter |  |  | SH Lab | 51#7F-PPT test lab | III | 2011-08-01 | — | ES LWF | Closed |  | 电熨斗底板温度测试支撑脚
EC4647 |  | Iron solleplate temperature testing supporter |  |  | SH Lab | 51#7F-PPT test lab | III | 2011-08-01 | — | ES LWF | Closed |  | 电熨斗底板温度测试支撑脚
EC4648 |  | Iron solleplate temperature testing supporter |  |  | SH Lab | 51#7F-PPT test lab | III | 2011-08-01 | — | ES LWF | Closed |  | 电熨斗底板温度测试支撑脚
EC4649 |  | Iron solleplate temperature testing supporter |  |  | SH Lab | 51#7F-PPT test lab | III | 2011-08-01 | — | ES LWF | Closed |  | 电熨斗底板温度测试支撑脚
EC4650 |  | slide rheostat | BX8-12 10A 10Ω手摇式带防护罩 | 20110070125 | SH Lab | 86#4F-Multimedia test lab | III | 2011-07-27 | — | ES JH | Closed |  | 滑动变阻器
EC4651 |  | slide rheostat | BX8-12 10A 10Ω手摇式带防护罩 | 20110070126 | SH Lab | 86#4F-Multimedia test lab | III | 2011-07-27 | — | ES JH | Closed |  | 滑动变阻器
EC4652 |  | Rheochord | 2A 250Ω×2 |  | SH Lab | 51#7F-PPT test lab | III | 2011-08-02 | — | ES JH | Closed | 参考PS现有 | 滑线变阻器（2A 250Ω×2）
EC4653 |  | Rheochord | 2A 250Ω×2 |  | SH Lab | 51#7F-PPT test lab | III | 2011-08-02 | — | ES JH | Closed | 参考PS现有 | 滑线变阻器（2A 250Ω×2）
EC4654 |  | Rheochord | 2A 100Ω×2 |  | SH Lab | 51#7F-PPT test lab | III | 2011-08-02 | — | ES JH | Closed | 参考PS现有 | 滑线变阻器（2A 100Ω×2）
EC4655 |  | digital multimeter | F287 | 16560083 | QD | Qindao test lab | II | 2020-07-28 | 2021-07-27 | EC JZ | Closed | 购买后，可增加竞争优势，提供本地化测试服务，如不买，会降低竞争优势 | 数字式万用表
EC4656 |  | digital multimeter | F287 | 16560090 | QD | Qindao test lab | II | 2020-07-28 | 2021-07-27 | EC JZ | Closed | 购买后，可增加竞争优势，提供本地化测试服务，如不买，会降低竞争优势 | 数字式万用表
EC4657 |  | insulation resistance meter | 3455-20 | 110339801 | SH Lab | Shibei PV lab | I | 2020-09-06 | 2021-09-05 | SIMT | Closed | HIOKI---3455_20 | 电子式绝缘电阻表
EC4658 |  | GPS模拟器 | GPS-A-10 | A10270 | SH Lab | 86#4F-EMC test lab | III | 2011-08-04 | — | SIMT | Closed | GPS时钟模拟器,模拟基带时钟信号 | GPS模拟器
EC4659 |  | Air data test equipment for vacuum cleaner | 2202 |  | SH Lab | 51#7F-PPT test lab | III | 2011-08-10 | — | ES JH | Closed |  | 吸尘器空气参数测试装置
EC4659 | 1 | Digital air pressure gauge | SHT15 |  | SH Lab | 51#7F-PPT test lab | I | 2019-01-31 | 2021-01-30 | JSMI | Closed |  | 数字大气压力计
EC4659 | 2 | Digital pressure meter | Dongch273 |  | SH Lab | 51#7F-PPT test lab | I | 2019-01-31 | 2021-01-30 | JSMI | Closed |  | 数字压力计
EC4659 | 3 | Digital electric parameter meter | ZW3414D | ZW10081184 | SH Lab | 51#7F-PPT test lab | II | 2020-08-08 | 2021-08-07 | EC JK | Closed |  | 数字电参数仪
EC4659 | 4 | air the funtion of air data equipment to test the load of dust receptacle |  |  | HA | 51#7F-PPT test lab | I | 2018-11-14 | 2020-11-13 | JSMI | Closed |  | 吸尘器吸尘能力测试
EC4660 |  | test Lung | pneu view system model 5601i |  | SH Lab | 51#7F-CM test lab | I | 2015-09-06 | — | SIMT | Out of service | 封存2016.10.8 | 模拟肺
EC4661 |  | The measuring apparatus for PT brake-time |  |  | SH Lab | 86#1F-General test lab | I | 2020-09-18 | 2021-09-17 | SIMT | Closed |  | 电动工具制动时间测量设备
EC4662 |  | DAQ CR1000 | CR1000 | 37875 | IW BJ | BJ IW test lab | I | 2017-03-17 | 2019-03-16 | SIMT | Closed |  | 数据采集器
EC4662 | 1 | Acceleration Transducer 2g BG2166 | BG2166 |  | IW BJ | BJ IW test lab | I | 2017-02-28 | 2018-02-27 | SIMT | Closed | Tools/Consumable 2011-07-08 2600元 | 加速度传感器 2g BG2166
EC4662 | 2 | Acceleration Transducer 2g BG2166 | BG2166 |  | IW BJ | BJ IW test lab | I | 2017-02-28 | 2018-02-27 | SIMT | Closed | Tools/Consumable 2011-07-08 2600元 | 加速度传感器 2g BG2166
EC4662 | 3 | TWK counter |  |  | IW BJ | BJ IW test lab | III | 2011-12-30 | — | ES JH | Closed |  | 偏航计数器
EC4663 |  | Portable Surface Roughness Tester | TR200 | 11796000007 | SH Lab | 51#7F-CM test lab | I | 2019-09-09 | 2020-09-08 | SIMT | Calibrating | Ra | 便携式表面粗糙度测试仪
EC4664 |  | Adjustable load cabinet | 250V/90A |  | SH Lab | 51#7F-PPT test lab | II | 2020-08-08 | 2021-08-07 | ES AW | Closed | 参考PS现有 | 负载柜
EC4665 |  | softing temperature test | RV-300 |  | SH Lab | 86#4F-Multimedia test lab | I | 2019-09-10 | — | JSMI | Disposal |  | 软化测试仪（RV-300A热变形、维卡软化点测定仪）
EC4665 | 1 | softing temperature test |  |  | SH Lab | 86#4F-Multimedia test lab | I | 2017-08-15 | — | JSMI | Out of service | 报废 | 软化测试仪（RV-300A热变形、维卡软化点测定仪）百分表
EC4665 | 2 | softing temperature test |  |  | SH Lab | 86#4F-Multimedia test lab | I | 2019-09-05 | — | JSMI | Disposal |  | 软化测试仪（RV-300A热变形、维卡软化点测定仪）百分表
EC4665 | 3 | softing temperature test |  |  | SH Lab | 86#4F-Multimedia test lab | I | 2017-08-15 | — | JSMI | Out of service | 报废 | 软化测试仪（RV-300A热变形、维卡软化点测定仪）百分表
EC4666 |  | Push-pull scale | HF-100 | 1961061523751 | CN FAC | 86#4F-Calibration room | I | 2020-09-16 | 2021-09-15 | SIMT | Closed |  | 推拉力计
EC4667 |  | Data acquisition/switch unit | 34970A | MY44064816 | SH Lab | 86#1F-Tools & machinery test lab | II | 2020-08-11 | 2021-08-10 | ES AW | Closed | Agilent BenchLink Data Logger 3版本4.2.00 | 温度记录仪
EC4667 | 1 | module | 34901A | MY41143040 | SH Lab | 86#1F-General test lab | III | 2011-08-11 | — | ES JH | Closed |  | 模块
EC4667 | 2 | module | 34901A | MY41142510 | SH Lab | 86#1F-General test lab | III | 2011-08-11 | — | ES JH | Closed |  | 模块
EC4668 |  | hoisting unit |  |  | SH Lab | 51#7F-PPT test lab | III | 2011-05-18 | — | ES LWF | Cancel |  | 吊装工具
EC4669 |  | Precision Multifunction Process Calibrator | FLUKE 726 | 1600053 | IW BJ | BJ IW test lab | I | 2018-09-13 | 2019-09-12 | SIMT | Calibrating |  | 过程校准器
EC4670 |  | Data Acquisition/Switch Unit | 34970A | MY44063876 | SH Lab | 86#4F-Multimedia test lab | II | 2020-08-15 | 2021-08-14 | ES AW | Closed | Agilent BenchLink Data Logger 3版本4.2.00 | 数据采集仪
EC4670 | 1 | module | 34901A | MY41141084 | SH Lab | 86#4F-Multimedia test lab | III | 2011-08-15 | — | ES JH | Closed | with 3 switch unit | 模块
EC4670 | 2 | module | 34901A | MY41139435 | SH Lab | 86#4F-Multimedia test lab | III | 2011-08-15 | — | ES JH | Closed | with 3 switch unit | 模块
EC4670 | 3 | module | 34901A | MY41139417 | SH Lab | 86#4F-Multimedia test lab | III | 2011-08-15 | — | ES JH | Closed | with 3 switch unit | 模块
EC4671 |  | Digital Caliper | 0-200mm | 10080810 | SH Lab | 86#3F-3F Power distribution room | I | 2011-08-18 | — | SIMT | Out of service |  | 电子数显卡尺
EC4672 |  | Digital Caliper | 0-200mm | 10080344 | IW | BJ IW test lab | I | 2015-11-09 | 2016-11-08 | SIMT | Calibrating |  | 电子数显卡尺
EC4673 |  | AC power source | 15KVA | F311040113 | SH Lab | 86#2F-TCO test lab | III | 2011-09-14 | — | ES JH | Closed |  | AC 变频源
EC4674 |  | AC Power Source | 30KVA | F311070035 | SH Lab | 51#7F-CM test lab | III | 2011-11-02 | — | ES JH | Closed |  | 变频电源
EC4675 | 1 | weight |  |  | SH Lab | 86#1F-General test lab | II | 2020-08-16 | 2021-08-15 | EC JK | Closed |  | 砝码
EC4675 | 2 | weight |  |  | SH Lab | 86#1F-General test lab | II | 2020-08-16 | 2021-08-15 | EC JK | Closed |  | 砝码
EC4675 | 3 | weight |  |  | SH Lab | 86#1F-General test lab | II | 2020-08-16 | 2021-08-15 | EC JK | Closed |  | 砝码
EC4675 | 4 | weight |  |  | SH Lab | 86#1F-General test lab | II | 2020-08-16 | 2021-08-15 | EC JK | Closed |  | 砝码
EC4675 | 5 | weight |  |  | SH Lab | 86#1F-General test lab | II | 2020-08-16 | 2021-08-15 | EC JK | Closed |  | 砝码
EC4675 | 6 | weight |  |  | SH Lab | 86#1F-General test lab | II | 2020-08-16 | 2021-08-15 | EC JK | Closed |  | 砝码
EC4676 | 1 | DC load | Chroma 63630-80-60 | 636308000814 | SH Lab | 86#4F-Multimedia test lab | I | 2019-09-10 | 2020-09-09 | JSMI | Calibrating |  | 直流负载
EC4676 | 2 | DC load | Chroma 63630-80-60 | 636308000798 | SH Lab | 86#4F-Multimedia test lab | I | 2019-09-10 | 2020-09-09 | JSMI | Calibrating |  | 直流负载
EC4677 |  | AC constant power source | 5V/200A交流（可计时）稳流源 |  | SH Lab | 85#5F-ACCE & LUM test lab | I | 2019-11-05 | 2020-11-04 | SQI | Closed |  | 交流恒流源
EC4678 |  | variable transformer | 15KVA |  | SH Lab | 85#5F-ACCE & LUM test lab | III | 2011-09-03 | — | ES JH | Closed | EC3600为30A， 新调压器增加到40A | 调压器
EC4679 |  | variable transformer | 15KVA |  | SH Lab | 85#5F-ACCE & LUM test lab | III | 2011-09-03 | — | ES JH | Closed | EC3600为30A， 新调压器增加到40A | 调压器
EC4680 |  | Variable Transformer | 0-500V 可调15KVA |  | SH Lab | 85#5F-ACCE & LUM test lab | III | 2011-09-03 | — | ES JH | Closed |  | 调压器
EC4681 |  | Test corner |  |  | SH Lab | 85#5F-ACCE & LUM test lab | III | 2011-08-24 | — | ES LWF | Closed |  | 试验角
EC4682 |  | Test corner |  |  | SH Lab | 85#5F-ACCE & LUM test lab | III | 2011-08-24 | — | ES LWF | Closed |  | 试验角
EC4683 |  | STOPWATCH | SJ9-2II |  | SH Lab | 86#4F-Multimedia test lab | I | 2020-04-09 | 2021-04-08 | JSMI | Closed | / | 秒表
EC4684 |  | STOPWATCH | SJ9-2II |  | SH Lab | 51#7F-PPT test lab | I | 2020-08-31 | 2021-08-30 | JSMI | Closed | / | 秒表
EC4685 |  | slide rheostat | BX8D-4/7 20A 20Ω |  | SH Lab | 86#4F-Multimedia test lab | III | 2011-08-25 | — | ES AW | Closed |  | 滑动变阻器
EC4686 |  | slide rheostat | BX8D-4/7 20A 20Ω |  | SH Lab | 86#4F-Multimedia test lab | III | 2011-08-25 | — | ES AW | Closed |  | 滑动变阻器
EC4687 |  | Programmable DC Power Supply | 62075H-30 | 62075EA00101 | SH Lab | 51#7F-PPT test lab | III | 2011-12-13 | — | SIMT | Closed | 两台可以并联输出30V/500A | 可程控直流电源CHROMA 62075H-30，附加62000H系列GPIB控制介面
EC4688 |  | Programmable DC Power Supply | 62075H-30 | 62075EA00102 | SH Lab | 51#7F-PPT test lab | III | 2011-12-13 | — | SIMT | Closed | 两台可以并联输出30V/500A | 可程控直流电源CHROMA 62075H-30，附加62000H系列GPIB控制介面
EC4689 |  | RLC loader | ACLT-2202H | 93V002661 | SH Lab | 86#2F-Power supply test lab | III | 2011-11-07 | — | ES JH | Closed |  | RLC 孤岛负载
EC4690 |  | Calibration Oven | 9172 | B17373 | CN FAC | 86#4F-Calibration room | I | 2019-10-12 | 2020-10-11 | SIMT | Calibrating |  | 计量炉
EC4690 | 1 | Platinum Resistance | 5626 | 3026 | CN FAC | 86#4F-Calibration room | I | 2019-11-09 | 2020-11-08 | SIMT | Closed |  | 铂电阻
EC4691 |  | Calibration Oven | 9171 | B18545 | CN FAC | 86#4F-Calibration room | I | 2019-10-14 | 2020-10-13 | SIMT | Calibrating |  | 计量炉
EC4692 |  | Standard thermometer | 1551A | 1639019 | CN FAC | 86#4F-Calibration room | I | 2020-03-27 | 2021-03-26 | SIMT | Closed |  | 标准温度计
EC4693 |  | gauge |  |  | SH Lab | 85#5F-Gauge room | II | 2020-09-27 | 2021-09-26 | EC JK | Closed |  | 量规
EC4694 |  | gauge |  |  | SH Lab | 85#5F-Gauge room | II | 2020-09-27 | 2021-09-26 | EC JK | Closed |  | 量规
EC4695 |  | gauge |  |  | SH Lab | 85#5F-Gauge room | II | 2020-09-27 | 2021-09-26 | EC JK | Closed |  | 量规
EC4696 |  | Fixture for Thermocouple |  |  | SH Lab | 86#2F-Power supply test lab | III | 2011-05-12 | — | ES LWF | Cancel |  | 热电偶支架
EC4697 |  | Fixture for Thermocouple |  |  | SH Lab | 86#2F-Power supply test lab | III | 2011-05-18 | — |  | Cancel |  | 热电偶支架
EC4698 |  | Fixture for Thermocouple |  |  | SH Lab | 86#2F-Power supply test lab | III | 2011-05-12 | — | ES LWF | Cancel |  | 热电偶支架
EC4699 |  | Minimum face size probe |  |  | XM Lab | Xiamen test lab | II | 2012-09-19 | — | ES LWF | Disposal |  | 尺规
EC4700 |  | Temperature and Humidity Recorder | S320TH | S320TH537Q | SH Lab | 85#5F-ACCE & LUM test lab | I | 2019-09-04 | 2020-09-03 | JSMI | Calibrating |  | 温湿度记录仪
EC4701 |  | AC frequency converter | 6490 | 649038000117 | SH Lab | 86#2F-Power supply test lab | III | 2019-04-15 | — | JSMI | Closed |  | 可编程交流电源
EC4702 |  | Slide-Wire Resistor | BX8-22 | 20110908 | SH Lab | 85#5F-ACCE & LUM test lab | III | 2011-09-13 | — | ES JH | Closed |  | 滑线变阻器
EC4703 |  | Slide-Wire Resistor | BX8-22 | 20110908 | SH Lab | 85#5F-ACCE & LUM test lab | III | 2011-09-13 | — | ES JH | Closed |  | 滑线变阻器
EC4704 |  | Wind Turbine atmosphere record System | METEO-32x | C110345 | IW BJ | 86#1F-Small Wind Turbine Lab | III | 2011-12-12 | — | ES JH | Closed | refer to IEC 61400 在北京 | 风机测风塔-记录仪
EC4704 | 1 | Wind Turbine atmosphere record System | 5.4103.10.000 | 8111359 | IW BJ | BJ IW test lab | III | 2011-10-18 | — | ES JH | Closed | refer to IEC 61400 | 风机测风塔-降雨传感器
EC4704 | 2 | Wind Turbine atmosphere record System | P6331.2-PTB110.3 | F4710005 | IW BJ | BJ IW test lab | I | 2019-03-14 | 2021-03-13 | SIMT | Closed | refer to IEC 61400 | 风机测风塔-大气压力传感器
EC4704 | 3 | Wind Turbine atmosphere record System | P6100H 4.3351.00.000 | 310588 | IW BJ | BJ IW test lab | I | 2015-09-10 | 2017-09-09 | SIMT | Closed | refer to IEC 61400 | 风机测风塔-风速计
EC4704 | 4 | Wind Turbine atmosphere record System | P6100H 4.3351.00.000 | 310589 | IW BJ | BJ IW test lab | I | 2015-09-10 | 2017-09-09 | SIMT | Closed | refer to IEC 61400 | 风机测风塔-风速计
EC4704 | 5 | Wind Turbine atmosphere record System | P6200H | 7111763 | IW BJ | BJ IW test lab | I | 2011-10-18 | 2012-10-17 | SMMS | Closed | refer to IEC 61400 | 风机测风塔-风向标
EC4704 | 6 | Wind Turbine atmosphere record System | P6312 | 99901 | IW BJ | BJ IW test lab | I | 2018-01-15 | 2020-01-14 | SIMT | Closed | refer to IEC 61400 | 风机测风塔-温湿度传感器
EC4705 | 1 | Noninductive resistor(120KΩ) |  |  | XM Lab | Xiamen test lab | I | 2020-06-11 | 2021-06-10 | SQI | Closed |  | 无感电阻(120KΩ)
EC4705 | 2 | Noninductive resistor(120KΩ) |  |  | XM Lab | Xiamen test lab | I | 2020-06-11 | 2021-06-10 | SQI | Closed |  | 无感电阻(120KΩ)
EC4705 | 3 | Noninductive resistor(120KΩ) |  |  | XM Lab | Xiamen test lab | I | 2020-06-11 | 2021-06-10 | SQI | Closed |  | 无感电阻(120KΩ)
EC4705 | 4 | Noninductive resistor(120KΩ) |  |  | XM Lab | Xiamen test lab | I | 2020-06-11 | 2021-06-10 | SQI | Closed |  | 无感电阻(120KΩ)
EC4705 | 5 | Noninductive resistor(120KΩ) |  |  | XM Lab | Xiamen test lab | I | 2020-06-11 | 2021-06-10 | SQI | Closed |  | 无感电阻(120KΩ)
EC4706 |  | surge generator | MIG0603IN1 | MIG0603IN1 S-R 1041 | SH Lab | 86#4F-EMC test lab | I | 2020-01-08 | 2021-01-07 | JSMI | Closed |  | 浪涌发生器
EC4707 |  | capacitor box |  |  | SH Lab | 51#7F-PPT test lab | III | 2011-09-16 | — | ES JH | Closed | 参考PS电容箱定制 | 电容箱
EC4708 |  | portable temperature recorder | GL820 | H10664525 | SH Medical | 86#4F-Multimedia test lab | II | 2019-10-20 | 2020-10-19 | EC JZ | Closed |  | 便携式温度记录仪
EC4708 | 1 | module | B-538 | H10424607 | SH Lab | 51#7F-CM test lab | III | 2011-10-24 | — | ES AW | Closed |  | 测试模块
EC4708 | 2 | module | B-538 | H10539028 | SH Lab | 51#7F-CM test lab | III | 2011-10-24 | — | ES AW | Closed |  | 测试模块
EC4708 | 3 | module | B-538 | H10539029 | SH Lab | 51#7F-CM test lab | III | 2011-10-24 | — | ES AW | Closed |  | 测试模块
EC4709 |  | AC/DC digital power meter | WT230 | 91L526883 | QD | Qindao test lab | I | 2020-03-16 | 2021-03-15 | GRGT | Closed | 单、三相功率测试及单、三相谐波测量 | 数字功率表
EC4710 |  | Φ152mm Test box for Lampholder temperature rise |  |  | XM Lab | Xiamen test lab | III | 2011-09-21 | — | ES LWF | Disposal |  | Φ152mm灯座温升测试盒
EC4711 |  | Φ152mm Test box for Lampholder temperature rise |  |  | XM Lab | Xiamen test lab | III | 2011-09-21 | — | ES LWF | Disposal |  | Φ152mm灯座温升测试盒
EC4712 |  | Φ203mm Test box for Lampholder temperature rise |  |  | XM Lab | Xiamen test lab | III | 2011-09-21 | — | ES LWF | Disposal |  | Φ203mm灯座温升测试盒
EC4713 |  | Horizontal and vertical burning test apparatus |  |  | SH Lab | 86#1F-Material test lab | I | 2020-06-15 | 2021-06-14 | SETRI | Closed | PO No.: HZ0337E (received date by HZ Lab: 2007-9-14) | 垂直水平燃烧装置
EC4713 | 1 | Pressure meter of U-type | (0~8)kPa |  | SH Lab | 86#1F-Material test lab | I | 2020-04-13 | 2021-04-12 | JSMI | Closed |  | U型液体压力计
EC4713 | 10 | Copper block for 50W |  |  | SH Lab | 86#1F-Material test lab | I | 2020-06-15 | 2021-06-14 | SETRI | Closed |  | Copper block for 50W
EC4713 | 11 | Copper block for 500W |  |  | SH Lab | 86#1F-Material test lab | I | 2020-06-15 | 2021-06-14 | SETRI | Closed |  | Copper block for 500W
EC4713 | 12 | Thermometer | DG01 | DG20080729 (配K-1) | SH Lab | Hangzhou test lab | III | 2008-09-23 | — | ES LLS | Closed |  | 火焰测温记录装置(配K型热电偶)
EC4713 | 2 | Flowmeter | LZB-3WB | 104 | SH Lab | 86#1F-Material test lab | I | 2012-11-07 | — | SIMT | Disposal | (100-1000)ml/min | 转子流量计
EC4713 | 3 | Temperature controller |  |  | SH Lab | Hangzhou test lab | III | 2008-09-23 | — | ES LLS | Closed |  | 温度控制器
EC4713 | 4 | 10mm Guage |  |  | SH Lab | 86#1F-Material test lab | I | 2020-06-15 | 2021-06-14 | SETRI | Closed |  | 量规
EC4713 | 5 | 50W Gauge of flame height |  |  | SH Lab | 86#1F-Material test lab | I | 2020-06-15 | 2021-06-14 | SETRI | Closed |  | 量规
EC4713 | 6 | Specimen support fixture |  |  | SH Lab | 86#1F-Material test lab | I | 2020-06-15 | 2021-06-14 | SETRI | Closed |  | Specimen support fixture
EC4713 | 7 | Timer |  |  | SH Lab | 86#4F-Calibration room | I | 2020-06-15 | 2021-06-14 | SETRI | Closed |  | Timer
EC4713 | 8 | 500W Gauge of flame height |  |  | SH Lab | 86#1F-Material test lab | I | 2020-06-15 | 2021-06-14 | SETRI | Closed |  | 500W 量规
EC4713 | 9 | Burner wing top |  |  | SH Lab | 86#1F-Material test lab | I | 2020-06-15 | 2021-06-14 | SETRI | Closed |  | Burner wing top
EC4714 |  | Slide-Wire Resistor | BX8-47 |  | SH Lab | 51#7F-CM test lab | III | 2011-09-26 | — | ES JH | Closed | / | 滑线变阻器
EC4715 |  | Slide-Wire Resistor | BX8-47 |  | SH Lab | 51#7F-CM test lab | III | 2011-09-26 | — | ES JH | Closed | / | 滑线变阻器
EC4716 |  | temperature and humidity chamber | SETH-Z-102U |  | SH Lab | 51#7F-PPT test lab | I | 2019-10-14 | 2020-10-13 | JSMI | Calibrating | espec | 温湿度测试箱
EC4717 |  | low temperature chamber | SET-Z-102U |  | SH Lab | 51#7F-PPT test lab | I | 2019-10-14 | 2020-10-13 | JSMI | Calibrating | espec | 低温测试箱
EC4718 |  | tachometer | MP5W-41 |  | IW | 86#1F-Small Wind Turbine Lab | I | 2020-03-17 | 2021-03-16 | SIMT | Closed |  | 转速表
EC4719 |  | digital multimeter | F287 | 17890167 | SH Lab | 51#7F-PPT test lab | II | 2020-09-29 | 2021-09-28 | EC JZ | Closed | FLUCK 287 | 万用表
EC4720 |  | digital multimeter | FLUCK 287 | 16560051 | SH Lab | 51#7F-PPT test lab | II | 2020-09-29 | 2021-09-28 | EC JZ | Closed | FLUCK 287 | 万用表
EC4721 |  | Data Acquisition | 34970A | MY44064090 | IW BJ | BJ IW test lab | II | 2020-02-05 | 2021-02-04 | ES AW | Closed | Agilent BenchLink Data Logger 3版本4.2.00 | 数据记录仪
EC4721 | 1 | module | 34901A | MY41143533 | IW BJ | BJ IW test lab | III | 2011-09-19 | — | ES AW | Closed |  | 模块
EC4721 | 2 | module | 34901A | MY41141701 | IW BJ | BJ IW test lab | III | 2011-09-19 | — | ES AW | Closed |  | 模块
EC4721 | 3 | module | 34901A | MY41141641 | IW BJ | BJ IW test lab | III | 2011-09-19 | — | ES AW | Closed |  | 模块
EC4722 |  | Data Acquisition/Switch Unit | 34970A | MY44064552 | SH ACCE | 85#5F-ACCE & LUM test lab | II | 2020-09-26 | 2021-09-25 | ES AW | Closed | Agilent BenchLink Data Logger 3版本4.2.00 | 数据采集仪
EC4722 | 1 | module | 34901A | MY41143424 | SH Lab | 85#5F-ACCE & LUM test lab | III | 2011-09-29 | — | ES AW | Closed |  | 模块
EC4722 | 2 | module | 34901A | MY41146183 | SH Lab | 85#5F-ACCE & LUM test lab | III | 2011-09-29 | — | ES AW | Closed | 原来MY41143346替换成MY41146183 | 模块
EC4723 |  | Data Acquisition/Switch Unit | 34970A | MY44061146 | SH ACCE | 85#5F-ACCE & LUM test lab | II | 2020-09-26 | 2021-09-25 | ES AW | Closed | Agilent BenchLink Data Logger 3版本4.2.00 | 数据采集仪
EC4723 | 1 | module | 34901A | MY41142517 | SH Lab | 85#5F-ACCE & LUM test lab | III | 2011-09-29 | — | ES AW | Closed |  | 模块
EC4723 | 2 | module | 34901A | MY41143354 | SH Lab | 85#5F-ACCE & LUM test lab | III | 2011-09-29 | — | ES AW | Closed |  | 模块
EC4724 |  | HP temperature rise board | 34901A | MY41141616 | SH Lab | 51#7F-CM test lab | III | 2011-09-29 | — | ES AW | Closed |  | HP 温升板
EC4725 |  | DC power source | 62024P-100-50 | 62024PB00400 | SH Lab | 86#4F-EMC test lab | I | 2019-09-10 | 2020-09-09 | JSMI | Calibrating |  | 直流电源
EC4726 |  | DC power source | 62024P-100-50 | 62024PB00399 | SH Lab | 86#4F-EMC test lab | I | 2019-09-10 | 2020-09-09 | JSMI | Calibrating |  | 直流电源
EC4727 |  | DC constant voltage/current power source | 62150H-600S | 62150EC00283 | SH Lab | 86#2F-Power supply test lab | I | 2019-10-14 | 2020-10-13 | JSMI | Calibrating |  | 直流可调电源
EC4728 |  | DC constant voltage/current power source | 62150H-600S | 62150EC00286 | SH Lab | 86#2F-Power supply test lab | I | 2020-03-17 | 2021-03-16 | JSMI | Closed |  | 直流可调电源
EC4729 |  | 3 phase electric instrument | 8960C1T | 891106912 | SH Lab | 51#7F-CM test lab | I | 2020-01-13 | 2021-01-12 | JSMI | Closed | / | 三相电参仪
EC4730 |  | Electrical Safety Compliance Analyzer | 7742 | 1350830 | IW | 86#1F-Small Wind Turbine Lab | I | 2018-09-04 | — | JSMI | Disposal |  | 多功能安规测试仪
EC4731 |  | Single Phase Power Quality Analyzer | 43B | 17100434 | IW BJ | BJ IW test lab | I | 2020-03-26 | 2021-03-25 | SIMT | Closed |  | 电能质量分析仪
EC4731 | 1 | I3000S FLEX-24 | I3000S FLEX-24 | 17750066 | IW BJ | BJ IW test lab | I | 2020-03-20 | 2021-03-19 | SIMT | Closed |  | 电流钳子
EC4732 |  | Water leakage test appratus |  |  | SH Lab | 86#3F-3F Power distribution room | III | 2011-12-01 | — | ES LWF | Closed |  | 水泄漏测试装置
EC4733 |  | Test probe |  |  | SH Lab | 86#1F-General test lab | II | 2020-01-09 | 2021-01-08 | EC JK | Closed |  | 试验探棒
EC4734 |  | Oscilloscope (with differential probe) | DPO4034B | C010402 | SH Lab | 51#7F-LUM test lab | I | 2019-12-11 | 2020-12-10 | JSMI | Closed |  | 示波器
EC4734 | 1 | TPA-BNC | TPA-BNC | C018793 | SH Lab | 85#5F-ACCE & LUM test lab | III | 2011-10-19 | — | ES JH | Closed |  | 适配器
EC4735 |  | DIGITAL CLAMP METER | 3287 | 110203349 | SH Lab | 86#4F-Multimedia test lab | I | 2020-03-19 | 2021-03-18 | SIMT | Closed |  | 数字钳形表
EC4736 |  | oscilloscope | DPO3014 | C013052 | IW BJ | BJ IW test lab | I | 2020-03-11 | 2021-03-10 | JSMI | Closed |  | 示波器
EC4737 |  | High Voltage Differential Probes | P5210A | C010045 | IW BJ | 86#1F-Small Wind Turbine Lab | I | 2020-03-19 | 2021-03-18 | SIMT | Closed |  | 高压差分探头
EC4738 |  | High Voltage Differential Probes | P5210A | C010046 | IW BJ | 86#1F-Small Wind Turbine Lab | I | 2020-03-19 | 2021-03-18 | SIMT | Closed |  | 高压差分探头
EC4739 |  | stopwatch |  | 1106 | BJ | BJ IW test lab | I | 2015-11-18 | 2016-11-17 | JSMI | Closed |  | 秒表
EC4740 |  | 20KW三相调压器 | TSGC2J |  | SH Lab | 86#4F-EMC test lab | III | 2011-10-19 | — | ES JH | Closed |  | 20KW三相调压器
EC4741 |  | AC/DC Digital Power Meter | 8716C1T | 871104160 | SH Lab | 85#5F-ACCE & LUM test lab | II | 2019-10-24 | 2020-10-23 | EC JK | Closed |  | 数字交直流功率表
EC4742 |  | AC/DC Digital Power Meter | 8716C1T | 871104228 | SH Lab | 85#5F-ACCE & LUM test lab | II | 2019-10-24 | 2020-10-23 | EC JK | Closed |  | 数字交直流功率表
EC4743 |  | ISTA drop testing plateform |  |  | SH Lab | 51#7F-PPT test lab | III | 2011-11-29 | — | ES LWF | Closed |  | ISTA 跌落测试台
EC4743 | WX1 | EC4743 Repair |  |  | SH Lab | [5 empty] | Equipment arrived, waiting for acceptance check |  | ec4743样品跌落测试架保养维修
EC4744 |  | IP2X unjointed test probe |  |  | XM Lab | Xiamen test lab | II | 2020-06-10 | 2021-06-09 | EC JZ | Closed | 替换EC2642. | IP2X无关节试验探头
EC4745 |  | test finger |  |  | IW BJ | BJ IW test lab | II | 2015-12-26 | — | ES HG | Out of service | 封存 | 测试指
EC4746 | 1 | test pin |  |  | SH Wind | 86#1F-Small Wind Turbine Lab | II | 2015-12-26 | 2016-12-25 | ES HG | Closed |  | 测试指UL1741 figure 9.2
EC4746 | 2 | articulated probe csa 22.2 no107.1 |  |  | IW BJ | BJ IW test lab | II | 2020-02-19 | 2021-02-18 | EC JZ | Closed | 15年封存；19年计量 | 测试指figure 1
EC4747 |  | Stand lamps for UV | SIS-631 紫外光辐射标准灯 | 1010001 | SH Lab | 85#5F-ACCE & LUM test lab | I | 2018-08-02 | 2022-08-01 | NIM | Closed | calibration interval accroding to using aging(30h) | UV标准灯
EC4748 |  | Standard lamps for VIS-IR | D204BH 光辐射强度标准灯_3200K | 11050003 | SH Lab | 85#5F-ACCE & LUM test lab | I | 2015-03-03 | 2021-03-02 | NIM | Closed | calibration interval accroding to using aging(30h) | VIS-IR标准灯
EC4749 |  | test cone A (EN 709 fig 8-A) |  |  | QD | Qindao test lab | II | 2020-05-16 | 2021-05-15 | EC JZ | Closed | 工具组实验所需设备，青岛目前没有。 | 测试锥(EN 709 fig 8-A)
EC4750 |  | reference cell | ARC-04-M-Q MONO-SI | ARC-04-M-Q-006 | SH Lab | Shibei PV lab | I | 2019-08-27 | 2020-08-26 | NIM | Calibrating | ALLREAL | 参考电池 allreal
EC4751 |  | reference cell | ARC-04-M-Q MONO-SI | ARC-04-M-Q-007 | SH Lab | Shibei PV lab | I | 2019-11-28 | 2020-11-27 | NIM | Closed | ALLREAL | 参考电池 allreal
EC4752 |  | Oscilloscope | DSO-X3024A | MY51360463 | SH Lab | 51#7F-PPT test lab | I | 2019-12-11 | 2020-12-10 | JSMI | Closed |  | 示波器
EC4753 |  | G0-R5000 FULL-FIELD SPEED GONIOPHOTOMETER | GO-R5000 | YG114512N11090003 | SH Lab | 51#7F-LUM test lab | I | 2020-08-26 | 2021-08-25 | EVERFINE | Closed | 附带远方分布式光度计配光性能测试与分析系统软件 V2.0.268（已升级至V2.0.279） | GO-R5000 全空间快速分布光度计系统
EC4753 | 1 | High-accuracy Digital Photometer Head | ID-1000（G） | 11060003 | SH Lab | 51#7F-LUM test lab | I | 2020-08-26 | 2021-08-25 | EVERFINE | Closed |  | 精密智能测光探测器
EC4753 | 10 | IMAGE LUMINANCE METER | CX-2B_R5000 | YG113508N11080001 | SH Lab | 51#7F-LUM test lab | I | 2020-07-02 | 2021-07-01 | EVERFINE | Closed | 附带远方成像亮度计软件 V2.00.119 | 成像亮度计
EC4753 | 11 | CT400 Goniophotometers Controller | CT400 | YG100267N11070045 | SH Lab | 51#7F-LUM test lab | III | 2012-06-28 | — | ES AW | Closed |  | CT400 分布光度计控制器
EC4753 | 12 | Cross laser alignment |  | 11080046 | SH Lab | 51#7F-LUM test lab | III | 2012-06-28 | — | ES AW | Closed |  | 十字激光对准器
EC4753 | 2 | High-accuracy Digital Photometer Head | ID-1000（P-C） | 11030006 | SH Lab | 51#7F-LUM test lab | I | 2020-08-26 | 2021-08-25 | EVERFINE | Closed |  | 精密智能测光探测器
EC4753 | 3 | D908 Standard Light Source | D908 | 11020004 | SH Lab | 51#7F-LUM test lab | I | 2011-07-27 | — | NIM | Out of service | 组里要求停用，复用等通知。2015-3-27 | D908 通用标准光源
EC4753 | 4 | D908 Standard Light Source | D908 | 11020005 | SH Lab | 51#7F-LUM test lab | I | 2011-07-27 | — | NIM | Out of service | 组里要求停用，复用等通知。2015-3-27 | D908 通用标准光源
EC4753 | 5 | D908 Standard Light Source | D908 | 11020009 | SH Lab | 51#7F-LUM test lab | I | 2012-08-16 | — | NIM | Out of service | 组里要求停用，复用等通知。2015-3-27 | D908 通用标准光源
EC4753 | 6 | PF2010A Digital Power Meter | PF2010A | 11040015 | SH Lab | 51#7F-LUM test lab | I | 2020-01-16 | 2021-01-15 | SQI | Closed |  | PF2010A 数字功率计
EC4753 | 7 | WY12010 Digital CC&CV DC Power Supply | WY12010 | YG101109N11060003 | SH Lab | 51#7F-LUM test lab | I | 2019-11-04 | 2020-11-03 | JSMI | Closed | 2011/11/09 补充计量纹波和负载效应项目 | WY12010 精密数显直流稳流稳压电源
EC4753 | 8 | Intelligent AC Power Source | DPS 1060 | 11040009 | SH Lab | 51#7F-LUM test lab | I | 2020-07-10 | 2021-07-09 | SQI | Closed | 2011/11/09 补充计量失真度和负载效应项目 | DPS1060 智能变频交流电源
EC4753 | 9 | HAAS-2000 High Accuracy Array Spectroradio meter | HAAS-2000 (R5000) | YG108544N11060057 | SH Lab | 51#7F-LUM test lab | I | 2020-08-26 | 2021-08-25 | EVERFINE | Closed | 附带远方高精度快速光谱辐射计测试与分析软件 V2.00.175 | HAAS-2000 高精度快速光谱辐射计
EC4754 |  | thermometer | F52II | 16780206 | SH Lab | 51#7F-PPT test lab | II | 2019-10-31 | 2020-10-30 | ES AW | Closed | fluck52II | 点温计
EC4755 |  | infrared thermometer | F68 | 15030023 | SH Lab | 86#4F-Multimedia test lab | I | 2020-01-17 | 2021-01-16 | SIMT | Closed | FLUCK 68 | 红外测温仪
EC4756 |  | Digital Multimeter | F289C | 18040005 | IW BJ | BJ IW test lab | II | 2020-01-31 | 2021-01-30 | EC JZ | Closed |  | 万用表
EC4757 |  | FLEXIBLE CURRENT SENSOR | I3000S FLEX-24 | 17750070 | IW | BJ IW test lab | I | 2020-03-20 | 2021-03-19 | SIMT | Closed | 2015.07.29 邮件确认 | 柔性电流钳
EC4758 |  | FLEXIBLE CURRENT SENSOR | I3000S FLEX-24 | 17750069 | IW | BJ IW test lab | I | 2020-03-20 | 2021-03-19 | SIMT | Closed | 2015.07.29 邮件确认 | 柔性电流钳
EC4759 |  | Data Aquisitioning System | imc CS-5008-1 | 126166 | IW BJ | BJ IW test lab | I | 2011-12-30 | 2013-12-29 | NIM | Closed | software ( famos) version:VF1.1-01 | 风机载荷测试系统----8通道数据采集器
EC4759 | 1 | Data Aquisitioning System | CANSAS-L-SC16 | 889188 | IW BJ | BJ IW test lab | I | 2011-12-30 | — | NIM | Repairing | Software imc devices verion2.7 R3 SP6 | 风机载荷测试系统----16通道分布式采集模块
EC4759 | 10 | CT | ASK 101.4 | 94221259 | IW BJ | BJ IW test lab | I | 2013-06-14 | 2015-06-13 | SIMT | Closed | 上海武田机电有限公司，PR11080008 | 电流互感器
EC4759 | 101 | Data recorder |  |  | IW BJ | BJ IW test lab | III | 2011-12-30 | — | ES JH | Closed |  | 记录仪
EC4759 | 102 | strain convertor |  |  | IW BJ | BJ IW test lab | III | 2011-12-30 | — | ES JH | Closed |  | 应变变送器
EC4759 | 103 | Connecter & Signal converter |  |  | IW BJ | BJ IW test lab | III | 2011-12-30 | — | ES JH | Closed |  | 接线连接器和信号变送器
EC4759 | 104 | Connecter & Signal converter |  |  | IW BJ | BJ IW test lab | III | 2011-12-30 | — | ES JH | Closed |  | 接线连接器和信号变送器
EC4759 | 105 | Protection moudle |  |  | IW BJ | BJ IW test lab | III | 2011-12-30 | — | ES JH | Closed |  | 电涌保护器
EC4759 | 106 | Power | Plus |  | IW BJ | BJ IW test lab | III | 2011-12-30 | — | ES JH | Closed |  | 开关电源
EC4759 | 107 | Converter |  |  | IW BJ | BJ IW test lab | III | 2011-12-30 | — | ES JH | Closed |  | 信号调整模块
EC4759 | 108 | Lightning protection module |  |  | IW BJ | BJ IW test lab | III | 2011-12-30 | — | ES JH | Closed |  | 防雷模块DEHN
EC4759 | 109 | Isolation Module |  |  | IW BJ | BJ IW test lab | III | 2011-12-30 | — | ES JH | Closed |  | 光电 隔离模块
EC4759 | 11 | PT | EMBSIN 351P | 137796 | IW BJ | BJ IW test lab | I | 2011-12-30 | — | SIMT | Out of service | 上海武田机电有限公司，PR11080008 | 功率变送器
EC4759 | 110 | cabinet |  | 126166 | IW BJ | BJ IW test lab | III | 2011-12-30 | — | ES JH | Closed | PR11080151/52 | 机柜
EC4759 | 111 | strain box | HBM |  | IW BJ | BJ IW test lab | III | 2011-12-30 | — | ES JH | Closed |  | 应变片工具箱
EC4759 | 12 | Inclinator |  |  | IW BJ | BJ IW test lab | III | 2011-11-05 | — | SIMT | Closed |  | 角度仪
EC4759 | 17 | no |  |  | SH Lab | 86#1F-Tools & machinery test lab | III | 2011-12-02 | — | ES JH | Cancel |  | no
EC4759 | 2 | Data Aquisitioning System | CANSAS-L-INC4 | 889017 | IW BJ | BJ IW test lab | I | 2011-12-30 | 2013-12-29 | NIM | Closed | Software imc devices verion2.7 R3 SP6 | 风机载荷测试系统----4通道脉冲采集模块
EC4759 | 202 | strain convertor |  |  | IW BJ | BJ IW test lab | III | 2011-12-30 | — | ES JH | Closed |  | 应变变送器
EC4759 | 203 | Connecter & Signal converter |  |  | IW BJ | BJ IW test lab | III | 2011-12-30 | — | ES JH | Closed |  | 接线连接器和信号变送器
EC4759 | 204 | Connecter & Signal converter |  |  | IW BJ | BJ IW test lab | III | 2011-12-30 | — | ES JH | Closed |  | 接线连接器和信号变送器
EC4759 | 205 | Protection moudle |  |  | IW BJ | BJ IW test lab | III | 2011-12-30 | — | ES JH | Closed |  | 电涌保护器
EC4759 | 206 | Power | Plus |  | IW BJ | BJ IW test lab | III | 2011-12-30 | — | ES JH | Closed |  | 开关电源
EC4759 | 207 | Converter |  |  | IW BJ | BJ IW test lab | III | 2011-12-30 | — | ES JH | Closed |  | 信号调整模块
EC4759 | 208 | Lightning protection module |  |  | IW BJ | BJ IW test lab | III | 2011-12-30 | — | ES JH | Closed |  | 防雷模块DEHN
EC4759 | 209 | Isolation Module |  | 126166 | IW BJ | BJ IW test lab | III | 2011-12-30 | — | ES JH | Closed | PR11070130 | 光电 隔离模块
EC4759 | 210 | cabinet |  | 126166 | SH Lab | 86#3F-3F Power distribution room | III | 2011-12-30 | — | ES JH | Closed | PR11080151/52 | 机柜
EC4759 | 3 | Data Aquisitioning System | CANSAS-BRIDGE2 | 889031 | IW BJ | BJ IW test lab | I | 2011-12-30 | 2013-12-29 | NIM | Closed | Software imc devices verion2.7 R3 SP6 | 风机载荷测试系统----2通道桥路测试模块
EC4759 | 302 | strain convertor |  |  | IW BJ | BJ IW test lab | III | 2011-12-30 | — | ES JH | Closed |  | 应变变送器
EC4759 | 303 | Connecter & Signal converter |  |  | IW BJ | BJ IW test lab | III | 2011-12-30 | — | ES JH | Closed |  | 接线连接器和信号变送器
EC4759 | 304 | Connecter & Signal converter |  |  | IW BJ | BJ IW test lab | III | 2011-12-30 | — | ES JH | Closed |  | 接线连接器和信号变送器
EC4759 | 305 | Protection moudle |  |  | IW BJ | BJ IW test lab | III | 2011-12-30 | — | ES JH | Closed |  | 电涌保护器
EC4759 | 306 | Power | Plus |  | IW BJ | BJ IW test lab | III | 2011-12-30 | — | ES JH | Closed |  | 开关电源
EC4759 | 307 | Converter |  |  | IW BJ | BJ IW test lab | III | 2011-12-30 | — | ES JH | Closed |  | 信号调整模块
EC4759 | 308 | Lightning protection module |  |  | IW BJ | BJ IW test lab | III | 2011-12-30 | — | ES JH | Closed |  | 防雷模块DEHN
EC4759 | 309 | Isolation Module |  | 126166 | IW BJ | BJ IW test lab | III | 2011-12-30 | — | ES JH | Closed | PR11070130 | 光电 隔离模块
EC4759 | 310 | cabinet |  | 126166 | SH Lab | 86#3F-3F Power distribution room | III | 2011-12-30 | — | ES JH | Closed | PR11080151/52 | 机柜
EC4759 | 4 | Data Aquisitioning System | CANSAS-BRIDGE2 | 889032 | IW BJ | BJ IW test lab | I | 2011-12-30 | 2013-12-29 | NIM | Closed | Software imc devices verion2.7 R3 SP6 | 风机载荷测试系统----2通道桥路测试模块
EC4759 | 402 | strain convertor |  |  | IW BJ | BJ IW test lab | III | 2011-12-30 | — | ES JH | Closed |  | 应变变送器
EC4759 | 403 | Connecter & Signal converter |  |  | IW BJ | BJ IW test lab | III | 2011-12-30 | — | ES JH | Closed |  | 接线连接器和信号变送器
EC4759 | 405 | Protection moudle |  |  | IW BJ | BJ IW test lab | III | 2011-12-30 | — | ES JH | Closed |  | 电涌保护器
EC4759 | 406 | Power | Plus |  | IW BJ | BJ IW test lab | III | 2011-12-30 | — | ES JH | Closed |  | 开关电源
EC4759 | 407 | 信号调整模块 |  | 126166 | IW BJ | BJ IW test lab | III | 2011-12-30 | — | ES JH | Closed | PR11070099 | 信号调整模块
EC4759 | 408 | Lightning protection module |  |  | IW BJ | BJ IW test lab | III | 2011-12-30 | — | ES JH | Closed |  | 防雷模块DEHN
EC4759 | 409 | Isolation Module |  | 126166 | IW BJ | BJ IW test lab | III | 2011-12-30 | — | ES JH | Closed | PR11070130 | 光电 隔离模块
EC4759 | 410 | cabinet |  | 126166 | IW BJ | BJ IW test lab | III | 2011-12-30 | — | ES JH | Closed | PR11080151/52 | 机柜
EC4759 | 5 | Data Aquisitioning System | CANSAS-BRIDGE2 | 889033 | IW BJ | BJ IW test lab | I | 2011-12-30 | 2013-12-29 | NIM | Closed | Software imc devices verion2.7 R3 SP6 | 风机载荷测试系统----2通道桥路测试模块
EC4759 | 502 | strain convertor |  |  | IW BJ | BJ IW test lab | III | 2011-12-30 | — | ES JH | Closed |  | 应变变送器
EC4759 | 503 | Connecter & Signal converter |  |  | IW BJ | BJ IW test lab | III | 2011-12-30 | — | ES JH | Closed |  | 接线连接器和信号变送器
EC4759 | 505 | Protection moudle |  |  | IW BJ | BJ IW test lab | III | 2011-12-30 | — | ES JH | Closed |  | 电涌保护器
EC4759 | 506 | Power | Plus |  | IW BJ | BJ IW test lab | III | 2011-12-30 | — | ES JH | Closed |  | 开关电源
EC4759 | 508 | Lightning protection module |  |  | IW BJ | BJ IW test lab | III | 2011-12-30 | — | ES JH | Closed |  | 防雷模块DEHN
EC4759 | 509 | Isolation Module |  | 126166 | IW BJ | BJ IW test lab | III | 2011-12-30 | — | ES JH | Closed | PR11070130 | 光电 隔离模块
EC4759 | 510 | cabinet |  | 126166 | IW BJ | BJ IW test lab | III | 2011-12-30 | — | ES JH | Closed | PR11080151/52 | 机柜
EC4759 | 6 | Data Aquisitioning System | CANSAS-BRIDGE2 | 889034 | IW BJ | BJ IW test lab | I | 2011-12-30 | 2013-12-29 | NIM | Closed | Software imc devices verion2.7 R3 SP6 | 风机载荷测试系统----2通道桥路测试模块
EC4759 | 602 | strain convertor |  |  | IW BJ | BJ IW test lab | III | 2011-12-30 | — | ES JH | Closed |  | 应变变送器
EC4759 | 603 | Connecter & Signal converter |  |  | IW BJ | BJ IW test lab | III | 2011-12-30 | — | ES JH | Closed |  | 接线连接器和信号变送器
EC4759 | 605 | Protection moudle |  |  | IW BJ | BJ IW test lab | III | 2011-12-30 | — | ES JH | Closed |  | 电涌保护器
EC4759 | 606 | Power | Plus |  | IW BJ | BJ IW test lab | III | 2011-12-30 | — | ES JH | Closed |  | 开关电源
EC4759 | 608 | Lightning protection module |  |  | IW BJ | BJ IW test lab | III | 2011-12-30 | — | ES JH | Closed |  | 防雷模块DEHN
EC4759 | 609 | Isolation Module |  | 126166 | IW BJ | BJ IW test lab | III | 2011-12-30 | — | ES JH | Closed | PR11070130 | 光电 隔离模块
EC4759 | 610 | cabinet |  | 126166 | IW BJ | BJ IW test lab | III | 2011-12-30 | — | ES JH | Closed | PR11080151/52 | 机柜
EC4759 | 7 | Data Aquisitioning System | CANSAS-BRIDGE2 | 889035 | IW BJ | BJ IW test lab | I | 2011-12-30 | 2013-12-29 | NIM | Closed | Software imc devices verion2.7 R3 SP6 | 风机载荷测试系统----2通道桥路测试模块
EC4759 | 703 | Connecter & Signal converter |  |  | IW BJ | BJ IW test lab | III | 2011-12-30 | — | ES JH | Closed |  | 接线连接器和信号变送器
EC4759 | 705 | Protection moudle |  |  | IW BJ | BJ IW test lab | III | 2011-12-30 | — | ES JH | Closed |  | 电涌保护器
EC4759 | 706 | Power | Plus |  | IW BJ | BJ IW test lab | III | 2011-12-30 | — | ES JH | Closed |  | 开关电源
EC4759 | 708 | Lightning protection module |  |  | IW BJ | BJ IW test lab | III | 2011-12-30 | — | ES JH | Closed |  | 防雷模块DEHN
EC4759 | 709 | Isolation Module |  | 126166 | IW BJ | BJ IW test lab | III | 2011-12-30 | — | ES JH | Closed | PR11070130 | 光电 隔离模块
EC4759 | 710 | cabinet |  | 126166 | IW BJ | BJ IW test lab | III | 2011-12-30 | — | ES JH | Closed | PR11080151/52 | 机柜
EC4759 | 8 | CT | ASK 101.4 | 94221257 | IW BJ | BJ IW test lab | I | 2013-06-14 | 2015-06-13 | SIMT | Closed | 上海武田机电有限公司，PR11080008 | 电流互感器
EC4759 | 9 | CT | ASK 101.4 | 94221258 | IW BJ | BJ IW test lab | I | 2013-06-14 | 2015-06-13 | SIMT | Closed | 上海武田机电有限公司，PR11080008 | 电流互感器
EC4760 |  | light parameter synthetical testing system for light source（2.0m Integrating Sphere Main Unit） | 2.0m-积分球-R98-侧开孔Φ700mm-B-V1 | 11080098 | SH Lab | 51#7F-LUM test lab | III | 2012-06-19 | — | ES AW | Closed |  | 光源光电色综合测试系统（2.0m积分球）
EC4760 | 1 | HAAS-2000 High Accuracy Array Spectroradio meter | HAAS-2000 | YG106492T11070020 | SH Lab | 51#7F-LUM test lab | I | 2020-03-03 | 2021-03-02 | EVERFINE | Closed | 附带远方高精度快速光谱辐射计测试与分析软件 V2.00.178（已升级至V.2.00.218） | HAAS-2000 高精度快速光谱辐射计
EC4760 | 10 | PF2010A Digital Power Meter | PF2010A | 1101005 | SH Lab | 51#7F-LUM test lab | I | 2020-05-19 | 2021-05-18 | JSMI | Closed |  | PF2010A 数字功率计
EC4760 | 11 | PHOTO-2000F Faster Speed Photometer | PHOTO-2000F | 1012007 | SH Lab | 51#7F-LUM test lab | I | 2020-03-03 | 2021-03-02 | EVERFINE | Closed | 附带远方快速光度分析系统软件 V1.00_PHOTO-2000F | PHOTO-2000F 快速存储光度计
EC4760 | 12 | DPS1010 Intelligent AC Power Source | DPS 1010 | YG108727T11050004 | SH Lab | 51#7F-LUM test lab | I | 2020-04-14 | 2021-04-13 | SIMT | Closed | 2011/11/09 补充计量失真度和负载效应项目 | DPS1010 智能变频交流电源
EC4760 | 13 | light parameter synthetical testing system for light source（0.3m Integrating Sphere Main Unit） |  |  | SH Lab | 51#7F-LUM test lab | III | 2012-06-19 | — | ES AW | Closed |  | 光源光电色综合测试系统（0.3米积分球）
EC4760 | 14 | D204C Measuring auxiliary lamps | D204C | 11080007 | SH Lab | 51#7F-LUM test lab | III | 2012-06-19 | — | ES AW | Closed |  | D204C测光辅助灯
EC4760 | 2 | Programmable Test Power For LEDS | LED300E | YG100550N11060027 | SH Lab | 51#7F-LUM test lab | I | 2020-04-13 | 2021-04-12 | JSMI | Closed |  | 可编程LED测试电源
EC4760 | 3 | D062 Standard Light Source | D062 | 11060057 | SH Lab | 51#7F-LUM test lab | I | 2015-09-06 | — | EVERFINE | Out of service | 封存2017.2.28 | D062 通用标准光源
EC4760 | 4 | D062 Standard Light Source | D062 | 11060058 | SH Lab | 51#7F-LUM test lab | I | 2011-07-27 | — | NIM | Out of service |  | D062 通用标准光源
EC4760 | 5 | D062 Standard Light Source | D062 | 11060089 | SH Lab | 51#7F-LUM test lab | I | 2011-07-27 | — | NIM | Out of service |  | D062 通用标准光源
EC4760 | 6 | D204 Standard Light Source | D204 | 11060060 | SH Lab | 51#7F-LUM test lab | I | 2012-08-31 | — | NIM | Out of service |  | D204 通用标准光源
EC4760 | 7 | D204 Standard Light Source | D204 | 11060061 | SH Lab | 51#7F-LUM test lab | I | 2011-07-27 | — | ZJIM | Out of service |  | D204 通用标准光源
EC4760 | 8 | D204 Standard Light Source | D204 | 11060077 | SH Lab | 51#7F-LUM test lab | I | 2011-07-27 | — | NIM | Out of service |  | D204 通用标准光源
EC4760 | 9 | WY305 DIGITAL CC&CV DC POWER SUPPLY | WY305 | YG101118N11060112 | SH Lab | 51#7F-LUM test lab | I | 2020-04-13 | 2021-04-12 | JSMI | Closed | 2011/11/09 补充计量纹波和负载效应项目 | WY305 精密数显直流稳流稳压电源
EC4761 |  | Metal shim |  |  | SH Lab | 51#7F-PPT test lab | III | 2011-11-24 | — | ES LWF | Closed |  | 金属垫片
EC4762 |  | figure 4 box |  |  | SH Lab | 51#7F-PPT test lab | I | 2019-10-30 | 2020-10-29 | SIMT | Calibrating | / | 漏电流测试盒
EC4763 |  | wind speed meter | 405-V1 | 39421857/106 | QD | Qindao test lab | I | 2020-01-13 | 2021-01-12 | SIMT | Closed | 户外设备实验中，测试风速需要用到，青岛目前没有。 | 风速计
EC4764 |  | Data Acquisition/Switch Unit | 34970A | MY44061221 | SH Lab | 86#3F-Heating & motor test lab | II | 2020-08-28 | 2021-08-27 | ES AW | Closed | Agilent BenchLink Data Logger 3版本4.2.00 | 数据采集仪
EC4764 | 1 | module | 34901A | MY41143425 | SH Lab | 86#3F-Heating & motor test lab | III | 2011-11-02 | — | ES AW | Closed | four channel modules | 模块
EC4764 | 2 | module | 34901A | MY41143546 | SH Lab | 86#3F-Heating & motor test lab | III | 2011-11-02 | — | ES AW | Closed | four channel modules | 模块
EC4764 | 3 | module | 34901A | MY41143372 | SH Lab | 86#3F-3F Power distribution room | III | 2011-11-02 | — | ES AW | Closed | four channel modules | 模块
EC4764 | 4 | module | 34901A | MY41143339 | SH Lab | 86#3F-Heating & motor test lab | III | 2011-11-02 | — | ES AW | Closed | four channel modules | 模块
EC4765 | 1 | heat-resistant plate |  |  | SH Lab | 86#3F-Heating & motor test lab | II | 2016-11-24 | — | ES CZ | Out of service |  | 模拟面包片
EC4765 | 2 | heat-resistant plate |  |  | SH Lab | 86#3F-Heating & motor test lab | II | 2016-11-24 | — | ES CZ | Out of service |  | 模拟面包片
EC4765 | 3 | heat-resistant plate |  |  | SH Lab | 86#3F-Heating & motor test lab | II | 2019-11-26 | 2020-11-25 | EC JK | Closed |  | 模拟面包片
EC4765 | 4 | heat-resistant plate |  |  | SH Lab | 86#3F-Heating & motor test lab | II | 2019-11-24 | 2020-11-23 | EC JK | Closed |  | 模拟面包片
EC4765 | 5 | heat-resistant plate |  |  | SH Lab | 86#3F-Heating & motor test lab | II | 2019-11-24 | 2020-11-23 | EC JK | Closed |  | 模拟面包片
EC4765 | 6 | heat-resistant plate |  |  | SH Lab | 86#3F-Heating & motor test lab | II | 2019-11-24 | 2020-11-23 | EC JK | Closed |  | 模拟面包片
EC4766 |  | reference cell | 单晶硅125mm*125mm |  | SH Lab | Shibei PV lab | I | 2013-11-21 | — | NIM | Out of service | NIM*1 | 参考电池 NIM
EC4767 |  | Power Supply of Stand lamps for UV | SIS-631 紫外光辐射标准灯电源 UVS-8005 | YG113282N11060006 | SH Lab | 85#5F-ACCE & LUM test lab | I | 2018-08-02 | 2022-08-01 | MFG | Closed | Everfine 杭州远方光电信息股份有限公司 | UV标准灯电源
EC4768 |  | High voltage withstand tester | ZHZ8-10KVA | N00748 | SH Lab | 86#3F-Home appliance test lab | I | 2019-11-04 | 2020-11-03 | JSMI | Closed | 10KV 100ma | 高压耐压测试仪
EC4769 |  | AC/DC Clamp ampere meter | 3288-20 | 110504832 | SH Lab | 51#7F-PPT test lab | I | 2020-01-09 | 2021-01-08 | SIMT | Closed | HIOKI(日置） | 交/直流钳形电流表
EC4770 |  | Light meter | 1339 | 110419289 | SH Lab | 51#7F-PPT test lab | I | 2015-07-10 | — | SIMT | Disposal | Type:TES-1339 | 照度计
EC4771 |  | AC frequency conversion Power source | 30KVA | F311100070 | SH Lab | 51#7F-PPT test lab | III | 2011-12-19 | — | ES JH | Closed | 艾普斯AFC-31030 | 交流变频电源
EC4772 |  | power transmitter | S3-WD-1-52500BY | JK0151 | IW BJ | 86#1F-IW test lab | I | 2018-01-15 | 2020-01-14 | SIMT | Closed |  | 功率变送器
EC4773 |  | CT | AKH-0.66-G-30*301 | CB-JC30I | IW BJ | 86#1F-IW test lab | I | 2018-01-10 | 2020-01-09 | JSMI | Calibrating |  | 电流互感器
EC4774 |  | x-ray dose meter | Unfors Xi |  | SH Lab | 51#7F-CM test lab | I | 2020-09-07 | 2021-09-06 | RAYSAFE | Closed |  | X光剂量计
EC4774 | 1 | x-ray dose meter | Mammo Pro，Mammo Pro Plus ，R/F & Mammo | 180726 | SH Lab | 51#7F-CM test lab | I | 2020-09-07 | 2021-09-06 | NIM | Closed |  | X光剂量计
EC4774 | 2 | x-ray dose meter | CT | 176729 | SH Lab | 51#7F-CM test lab | I | 2020-09-07 | 2021-09-06 | NIM | Closed |  | X光剂量计
EC4774 | 3 | x-ray dose meter | mAs | 176860 | SH Lab | 51#7F-CM test lab | I | 2020-09-07 | 2021-09-06 | NIM | Closed |  | X光剂量计
EC4774 | 4 | x-ray dose meter | Survey | 175575 | SH Lab | 51#7F-CM test lab | I | 2020-09-07 | 2021-09-06 | NIM | Closed |  | X光剂量计
EC4775 |  | Insulation Resistance Tester | PC27-1 | 40804 | IW | 86#1F-Small Wind Turbine Lab | I | 2020-03-13 | 2021-03-12 | JSMI | Closed |  | 绝缘电阻测试仪
EC4776 |  | Insulation Resistance Tester | PC27-1 | 40846 | IW | 86#1F-Small Wind Turbine Lab | I | 2020-03-13 | 2021-03-12 | JSMI | Closed |  | 绝缘电阻测试仪
EC4777 |  | residual voltage equipment |  |  | SH Lab | 51#7F-CM test lab | II | 2019-11-28 | 2020-11-27 | ES AW | Closed |  | 残余电压设备
EC4778 |  | Sunlight simulator | CEL‐LBLAX500 |  | SH Lab | 51#7F-PPT test lab | III | 2011-11-29 | — | ES JH | Closed | CEL‐LBLAX500 | 太阳光模拟器
EC4779 |  | Leakage Current Filter |  |  | SH Lab | 51#7F-CM test lab | I | 2018-04-20 | — | SIMT | Disposal |  | 泄漏电流测试盒
EC4780 |  | Impact hammer |  |  | SH Lab | 51#7F-PPT test lab | II | 2020-09-28 | 2020-12-27 | EC JK | Closed |  | 冲击锤
EC4781 |  | reference cell | 200035 Mono+Th | 10-0282-01 | SH Lab | Shibei PV lab | I | 2014-06-23 | — | NIM | Out of service | PASAN *1；封存 | 参考电池 PASAN
EC4782 |  | tachometer | PET-2000DXR | 1008 | SH Lab | 86#4F-EMC test lab | I | 2020-03-26 | 2021-03-25 | JSMI | Closed |  | 转速表
EC4783 |  | Accessibility probe |  |  | SH Lab | 86#3F-Home appliance test lab | II | 2019-12-26 | 2020-12-25 | ES AW | Closed |  | 可触及试验指
EC4784 |  | JN338A rotational sensor | JN338-300AN | 11101151AN | IW | 86#1F-IW test lab | I | 2015-03-10 | — | SIMT | Out of service | 封存 | 转矩转速传感器
EC4785 |  | CLAMP ON AC/DC HiTESTER | 3284 | 111002365 | IW BJ | 86#1F-IW test lab | I | 2020-03-19 | 2021-03-18 | SIMT | Closed | 原先无此设备。原测试使用替代的设备万用表EC4009,由于功能不同，故测试时接线比使用钳形表复杂，容易出错，有危险。 | 交/直流钳型表
EC4786 |  | Pink noise generator | NG8280 | 203 | SH Lab | 86#4F-Multimedia test lab | I | 2020-03-05 | 2021-03-04 | JSMI | Closed | 带换相(0度-90度)，带1KHZ-PINK NOISE 切换，音频幅度为（0-8Vr ms）分10档 | 粉红噪声发生器
EC4787 |  | Electronic load | PLZ150U |  | SH Lab | 51#7F-PPT test lab | I | 2019-12-19 | 2020-12-18 | JSMI | Closed | 菊水PLZ150U 外加软件1套 | 电子负载
EC4787 | 1 | Electronic load | PLZ150U-1 | RH002199 | SH Lab | 51#7F-PPT test lab | I | 2019-12-19 | 2020-12-18 | JSMI | Closed | 菊水PLZ150U 外加软件1套 | 电子负载
EC4787 | 2 | Electronic load | PLZ150U-2 | RH002201 | SH Lab | 51#7F-PPT test lab | I | 2019-12-19 | 2020-12-18 | JSMI | Closed | 菊水PLZ150U 外加软件1套 | 电子负载
EC4787 | 3 | Electronic load | PLZ150U-3 | RH002202 | SH Lab | 51#7F-PPT test lab | I | 2019-12-19 | 2020-12-18 | JSMI | Closed | 菊水PLZ150U 外加软件1套 | 电子负载
EC4787 | 4 | Electronic load | PLZ150U-4 | RH002203 | SH Lab | 51#7F-PPT test lab | I | 2019-12-19 | 2020-12-18 | JSMI | Closed | 菊水PLZ150U 外加软件1套 | 电子负载
EC4787 | 5 | Electronic load | PLZ150U-5 | RH002204 | SH Lab | 51#7F-PPT test lab | I | 2019-12-19 | 2020-12-18 | JSMI | Closed | 菊水PLZ150U 外加软件1套 | 电子负载
EC4788 |  | Portable Data acquisition instrument | LR8402-21 | 111104902 | SH Lab | 86#3F-Home appliance test lab | II | 2020-03-20 | 2021-03-19 | ES AW | Closed |  | 便携式数据采集仪
EC4789 |  | Ranghoods test control box | 定制 |  | SH Lab | 86#3F-Home appliance test lab | III | 2012-04-13 | — | ES AW | Closed |  | 油烟机测试控制箱
EC4789 | 1 | XMA series single phase electricity meters | XMA-MA-3 |  | SH Lab | 86#3F-Home appliance test lab | II | 2020-03-26 | 2021-03-25 | ES AW | Closed |  | XMA系列单相综合电量仪表
EC4789 | 10 | Current transformer | NLH1-0.66 | 405 | SH Lab | 86#3F-Home appliance test lab | III | 2012-03-12 | — | SIMT | Closed |  | 电流互感器
EC4789 | 11 | Current transformer | NLH1-0.66 | 406 | SH Lab | 86#3F-Home appliance test lab | III | 2012-03-12 | — | SIMT | Closed |  | 电流互感器
EC4789 | 12 | Current transformer | NLH1-0.66 | 407 | SH Lab | 86#3F-Home appliance test lab | III | 2012-03-12 | — | SIMT | Closed |  | 电流互感器
EC4789 | 13 | Current transformer | NLH1-0.66 | 408 | SH Lab | 86#3F-Home appliance test lab | III | 2012-03-12 | — | SIMT | Closed |  | 电流互感器
EC4789 | 14 | Current transformer | NLH1-0.66 | 409 | SH Lab | 86#3F-Home appliance test lab | III | 2012-03-12 | — | SIMT | Closed |  | 电流互感器
EC4789 | 2 | XMA series single phase electricity meters | XMA-MA-3 |  | SH Lab | 86#3F-Home appliance test lab | II | 2020-03-26 | 2021-03-25 | ES AW | Closed |  | XMA系列单相综合电量仪表
EC4789 | 3 | XMA series single phase electricity meters | XMA-MA-3 |  | SH Lab | 86#3F-Home appliance test lab | II | 2020-03-26 | 2021-03-25 | ES AW | Closed |  | XMA系列单相综合电量仪表
EC4789 | 4 | XMA series single phase electricity meters | XMA-MA-3 |  | SH Lab | 86#3F-Home appliance test lab | II | 2020-03-26 | 2021-03-25 | ES AW | Closed |  | XMA系列单相综合电量仪表
EC4789 | 5 | XMA series single phase electricity meters | XMA-MA-3 |  | SH Lab | 86#3F-Home appliance test lab | II | 2020-03-26 | 2021-03-25 | ES AW | Closed |  | XMA系列单相综合电量仪表
EC4789 | 6 | XMA series single phase electricity meters | XMA-MA-3 |  | SH Lab | 86#3F-Home appliance test lab | II | 2020-03-26 | 2021-03-25 | ES AW | Closed |  | XMA系列单相综合电量仪表
EC4789 | 7 | XMA series single phase electricity meters | XMA-MA-3 |  | SH Lab | 86#3F-Home appliance test lab | II | 2020-03-26 | 2021-03-25 | ES AW | Closed |  | XMA系列单相综合电量仪表
EC4789 | 8 | Current transformer | NLH1-0.66 | 403 | SH Lab | 86#3F-Home appliance test lab | III | 2012-03-12 | — | SIMT | Closed |  | 电流互感器
EC4789 | 9 | Current transformer | NLH1-0.66 | 404 | SH Lab | 86#3F-Home appliance test lab | III | 2012-03-12 | — | SIMT | Closed |  | 电流互感器
EC4790 |  | short circuit tester | 定制 |  | SH Lab | Shibei PV lab | III | 2011-12-23 | — | ES JH | Out of service |  | 短路测试装置
EC4790 | 1 | Digital display Ammeter | SX48DP4 |  | SH Lab | Shibei PV lab | I | 2011-12-23 | — | SIMT | Out of service |  | 数显电流表
EC4790 | 2 | Rheostat | BX8-35 （280V 5-0.5A） |  | SH Lab | Shibei PV lab | III | 2011-12-23 | — | ES JH | Out of service |  | 滑线变阻器
EC4790 | 3 | Rheostat | BX8-14 （280V 0.6-0.05A） |  | SH Lab | Shibei PV lab | III | 2011-12-23 | — | ES JH | Out of service |  | 滑线变阻器
EC4790 | 4 | short circuit tester |  |  | SH Lab | Shibei PV lab | III | 2011-12-23 | — | MFG | Out of service | 该设备号多余，取消。 | 短路测试装置
EC4791 |  | Microphone system |  |  | IW BJ | 86#1F-Small Wind Turbine Lab | III | 2013-07-08 | — | SIMT | Closed | 此编号取消 | 声音采集单元
EC4791 | 1 | Microphone system（MP201 and MA231） | MP201 and MA231 | 490334 | IW BJ | 86#1F-Small Wind Turbine Lab | I | 2015-07-02 | 2016-07-01 | SIMT | Closed | 传声器加前置放大器与EC4811-1 一起计量，传声器490417+前置放大器491609合并的序列号490334。注：MP201和MA231下次分开计量 | 声音采集通道（传声器+前置放大器）
EC4791 | 2 | Sound Calibrator | CA114 | 490100 | IW BJ | 86#1F-Small Wind Turbine Lab | I | 2015-08-21 | 2016-08-20 | SIMT | Closed |  | 声学校准器
EC4792 | 1 | 1-18GHz喇叭天线 | 3117 | 139067 | SH Lab | 86#6F-SAC-Semi anechoic chamber test lab | I | 2020-03-16 | 2021-03-15 | NIM | Closed |  | 1-18GHz喇叭天线
EC4792 | 10 | CDN-M1/32A Coupling and Decoupling Network | CDN-M1/32A | 1211 – 51 | SH Lab | 86#4F-EMC test lab | I | 2020-02-12 | 2021-02-11 | SIMT | Closed |  | CDN-M1/32A 耦合/去耦网络
EC4792 | 11 | CA M1 | CA M1 |  | SH Lab | 86#4F-EMC test lab | III | 2011-12-28 | — | ES JH | Closed | 该适配器仅作为附件使用，不作为设备，设备编号取消。 | CDN M1的校准适配器
EC4792 | 12 | CDN-M3N Coupling and Decoupling Network | CDN-M3N | 1211 – 52 | SH Lab | 86#4F-EMC test lab | I | 2020-02-12 | 2021-02-11 | SIMT | Closed |  | CDN-M3N 耦合/去耦网络
EC4792 | 13 | CDN-M3N/32A Coupling and Decoupling Network | CDN-M3N/32A | 1211 – 53 | SH Lab | 86#4F-EMC test lab | I | 2020-02-12 | 2021-02-11 | SIMT | Closed |  | CDN-M3N/32A 耦合/去耦网络
EC4792 | 14 | CA M2/M3/AF3(N) | CA M2/M3/AF3(N) |  | SH Lab | 86#4F-EMC test lab | III | 2011-12-28 | — | ES JH | Closed | 该适配器仅作为附件使用，不作为设备，设备编号取消。 | CDN M2/M3 和 CDN AF3 的校准适配器
EC4792 | 15 | CDN-T8-RJ45 Coupling and Decoupling Network | CDN-T8-RJ45 | 1211 – 54 | SH Lab | 86#4F-EMC test lab | I | 2019-09-23 | 2020-09-22 | SIMT | Calibrating |  | Coupling and Decoupling Network 耦合/去耦网络，RJ45接头
EC4792 | 16 | CA T8RJ45（改为R-100N） | CA T8RJ45（改为R-100N） | 0511-83 | SH Lab | 86#4F-EMC test lab | I | 2020-02-12 | 2021-02-11 | SIMT | Closed |  | CDN T8RJ45 校准适配器（改为校准电阻R-100N）
EC4792 | 17 | CA T8RJ45（改为T-50） | （T-50） |  | SH Lab | 86#4F-EMC test lab | I | 2020-02-12 | 2021-02-11 | SIMT | Closed |  | CDN T8RJ45 校准适配器（改为T-50终端电阻）
EC4792 | 2 | JS41-00101800-30-10P | JS41-00101800-30-10P | 1201 | SH Lab | 86#6F-SAC-Semi anechoic chamber test lab | I | 2015-04-22 | 2016-04-21 | CEPREI | Closed |  | 1-18GHz的预放大器
EC4792 | 3 | HAP18-26W | HAP18-26W | 31 | SH Lab | 86#6F-SAC-Semi anechoic chamber test lab | I | 2017-07-10 | 2020-07-09 | NIM | Calibrating |  | Horn Antenna Preamp
EC4792 | 4 | ESD Generator | NSG 437 | 530 | SH Lab | 86#4F-EMC Shielding room | I | 2020-03-27 | 2021-03-26 | JSMI | Closed |  | ESD 静电枪
EC4792 | 5 | CMAD20A | CMAD20A | 31307 | SH Lab | 86#4F-EMC test lab | I | 2011-12-28 | — | MFG | Disposal | 已改为工具，工具号TL0121-1。 | CMAD20A 共模吸收装置
EC4792 | 6 | CDN-M1/16A Coupling and Decoupling Network | CDN-M1/16A | 1211 - 50 | SH Lab | 86#4F-EMC test lab | I | 2019-10-12 | 2020-10-11 | SIMT | Calibrating |  | CDN-M1/16A 耦合/去耦网络及附件
EC4792 | 7 | CDN-M1/16A Coupling and Decoupling Network | CDN-M1/16A | 1211 – 49 | SH Lab | 86#4F-EMC test lab | I | 2019-09-23 | 2020-09-22 | SIMT | Calibrating |  | CDN-M1/16A 耦合/去耦网络及附件
EC4792 | 8 | CMAD20A | CMAD20A | 31319 | SH Lab | 86#4F-EMC test lab | I | 2011-12-28 | — | MFG | Disposal | 已改为工具，工具号TL0121-2。 | CMAD20A 共模吸收装置
EC4792 | 9 | CAA M2/M3N | CAA M2/M3N |  | SH Lab | 86#4F-EMC test lab | III | 2011-12-28 | — | MFG | Closed | 该适配器仅作为附件使用，不作为设备，设备编号取消。 | CDN-M2N 和 CDN-M3N(AE-端口)校准组件
EC4793 |  | EN6100-4-13 test system |  |  | SH Lab | 86#4F-EMC test lab | III | 2011-12-23 | — | ES JH | Closed | EN6100-4-13测试系统由EC4793-1～6子设备组成，无总设备。 | EN6100-4-13测试系统
EC4793 | 1 | ES series Programmable AC/DC Power Source | ES2000U | 9135287 | SH Lab | 86#4F-EMC test lab | I | 2020-03-16 | 2021-03-15 | SIMT | Closed | - | 仿真电源 ES2000U
EC4793 | 2 | Booster ES2000B | ES2000B | 9135219 | SH Lab | 86#4F-EMC test lab | I | 2020-03-16 | 2021-03-15 | SIMT | Closed | - | 功率增强器 ES2000B
EC4793 | 3 | Multifunction Generator WF1974 | WF1974 | 9138955 | SH Lab | 86#4F-EMC test lab | I | 2018-04-04 | — | JSMI | Disposal | 封存 | 多功能信号发生器 WF1974
EC4793 | 4 | Multifunction Generator WF1974 | WF1974 | 9138958 | SH Lab | 86#4F-EMC test lab | I | 2020-05-11 | 2021-05-10 | JSMI | Closed | - | 多功能信号发生器 WF1974
EC4793 | 5 | Multifunction Generator WF1974 | WF1974 | 9138956 | SH Lab | 86#4F-EMC test lab | I | 2020-05-11 | 2021-05-10 | JSMI | Closed | - | 多功能信号发生器 WF1974
EC4793 | 6 | Multifunction Generator WF1974 | WF1974 | 9138957 | SH Lab | 86#4F-EMC test lab | I | 2018-04-04 | — | JSMI | Disposal | -封存 | 多功能信号发生器 WF1974
EC4794 |  | foot probe |  |  | SH Lab | 86#1F-Garden tools test lab (Ⅰ) | II | 2019-12-26 | 2020-12-25 | ES AW | Closed |  | 测试脚
EC4795 |  | IP CODE |  |  | IW BJ | 86#1F-Small Wind Turbine Lab | III | 2011-12-26 | — | ES LWF | Out of service | 封存 | 外壳防护等级
EC4795 | 1 | IP CODE |  |  | PT | 51#7F-SH Wind test lab | I | 2020-03-13 | 2021-03-12 | JSMI | Closed | 封存 | 外壳防护等级（压力表）
EC4795 | 2 | IP CODE |  |  | IW BJ | 51#7F-SH Wind test lab | I | 2014-07-04 | — | SIMT | Out of service | 封存 | 外壳防护等级（流量计）
EC4796 |  | EL detection system |  |  | SH Lab | Shibei PV lab | I | 2015-01-29 | — | SIMT | Out of service | 尼康1230万像素 封存； | 影裂检测系统
EC4797 | 1 | Lamp Gauges |  |  | SH Lab | 51#7F-LUM test lab | II | 2019-12-17 | 2020-12-16 | ES AW | Closed |  | 27H量规
EC4797 | 2 | Lamp Gauges |  |  | SH Lab | 51#7F-LUM test lab | II | 2019-12-17 | 2020-12-16 | ES AW | Closed |  | 28C量规
EC4797 | 3 | Lamp Gauges |  |  | SH Lab | 51#7F-LUM test lab | II | 2019-12-17 | 2020-12-16 | ES AW | Closed |  | 27J量规
EC4797 | 4 | Lamp Gauges |  |  | SH Lab | 51#7F-LUM test lab | II | 2019-12-17 | 2020-12-16 | ES AW | Closed |  | 32量规
EC4797 | 5 | Lamp Gauges |  |  | SH Lab | 51#7F-LUM test lab | II | 2019-12-17 | 2020-12-16 | ES AW | Closed |  | 28F量规
EC4797 | 6 | lamp Gauges |  |  | SH Lab | 51#7F-LUM test lab | II | 2019-12-17 | 2020-12-16 | ES AW | Closed |  | 量规27K
EC4797 | 7 | lamp Gauges |  |  | SH Lab | 51#7F-LUM test lab | II | 2019-12-17 | 2020-12-16 | ES AW | Closed |  | 量规26D
EC4798 |  | solid link |  |  | SH Lab | 85#5F-Gauge room | III | 2012-01-11 | — | ES AW | Closed | 跟EC3703类似, 除尺寸不一样. (量规上分别注明 type a, b, c or d) | 实心保险丝
EC4798 | 1 | solid link |  |  | SH Lab | 85#5F-Gauge room | II | 2020-01-11 | 2021-01-10 | ES AW | Closed | 跟EC3703类似, 除尺寸不一样. (量规上分别注明 type a, b, c or d) | 实心保险丝
EC4798 | 2 | solid link |  |  | SH Lab | 85#5F-Gauge room | II | 2020-01-11 | 2021-01-10 | ES AW | Closed | 跟EC3703类似, 除尺寸不一样. (量规上分别注明 type a, b, c or d) | 实心保险丝
EC4798 | 3 | solid link |  |  | SH Lab | 85#5F-Gauge room | II | 2020-01-11 | 2021-01-10 | ES AW | Closed | 跟EC3703类似, 除尺寸不一样. (量规上分别注明 type a, b, c or d) | 实心保险丝
EC4799 |  | test equipment for high pressure cleaner electric control cabinet | 定制 |  | SH Lab | 86#1F-Garden tools test lab (Ⅰ) | III | 2012-07-05 | — | ES AW | Repairing |  | 高压清洗机测试设备电控柜
EC4799 | 1 | Electromagnetic flow meter | WP-EMF-A(15)1E1AB11W52 | 23709 | SH Lab | 86#1F-Garden tools test lab (Ⅰ) | I | 2020-08-27 | 2022-08-26 | SIMT | Closed |  | 电磁流量计
EC4799 | 10 | Solid state timer | H3CR-A8 |  | SH Lab | 86#1F-Garden tools test lab (Ⅰ) | II | 2020-01-24 | 2021-01-23 | ES AW | Closed |  | 固态定时器
EC4799 | 11 | Solid state timer | H3CR-A8 |  | SH Lab | 86#1F-Garden tools test lab (Ⅰ) | II | 2020-03-20 | 2021-03-19 | ES AW | Closed |  | 固态定时器
EC4799 | 12 | Solid state timer | H3CR-A8 |  | SH Lab | 86#1F-Garden tools test lab (Ⅰ) | II | 2020-03-20 | 2021-03-19 | ES AW | Closed |  | 固态定时器
EC4799 | 13 | Electronic counter | H7CX-AD-N |  | SH Lab | 86#1F-Washing M/C test lab | I | 2020-05-29 | 2021-05-28 | JSMI | Closed |  | 电子计数器
EC4799 | 14 | Electronic counter | H7CX-AD-N |  | SH Lab | 86#1F-Washing M/C test lab | I | 2020-05-29 | 2021-05-28 | JSMI | Closed |  | 电子计数器
EC4799 | 15 | Electronic counter | H7CX-AD-N |  | SH Lab | 86#1F-Washing M/C test lab | I | 2020-05-29 | 2021-05-28 | JSMI | Closed |  | 电子计数器
EC4799 | 16 | Pressure gauge | YTFN-100H/0~10Mpa | IP11117534 | SH Lab | 86#1F-Garden tools test lab (Ⅰ) | I | 2019-11-15 | 2020-11-14 | JSMI | Closed |  | 压力表
EC4799 | 17 | Pressure gauge | YTFN-100H/0~25Mpa | IP11117535 | SH Lab | 86#1F-Garden tools test lab (Ⅰ) | I | 2019-11-15 | 2020-11-14 | JSMI | Closed |  | 压力表
EC4799 | 18 | Pressure gauge | YTFN-100H/0~40Mpa | IP11117536 | SH Lab | 86#1F-Garden tools test lab (Ⅰ) | I | 2019-11-15 | 2020-11-14 | JSMI | Closed |  | 压力表
EC4799 | 19 | High pressure water gun clamp |  |  | SH Lab | 86#1F-Garden tools test lab (Ⅰ) | III | 2012-07-05 | — | ES AW | Closed |  | 高压水枪夹具
EC4799 | 2 | Electromagnetic flow meter | WP-EMF-A(15)1E1AB11W52 | 23712 | SH Lab | 86#1F-Garden tools test lab (Ⅰ) | I | 2019-05-05 | 2021-05-04 | SIMT | Closed |  | 电磁流量计
EC4799 | 3 | Electromagnetic flow meter | WP-EMF-A(15)1E1AB11W52 | 23710 | SH Lab | 86#1F-Garden tools test lab (Ⅰ) | I | 2020-08-27 | 2022-08-26 | SIMT | Closed |  | 电磁流量计
EC4799 | 4 | Pressure gauge | YTFN-100H/0~1.6Mpa | IP11117537 | SH Lab | 86#1F-Garden tools test lab (Ⅰ) | I | 2019-11-15 | 2020-11-14 | JSMI | Closed |  | 压力表
EC4799 | 5 | Pressure gauge | YTFN-100H/0~1.6Mpa | IP11117538 | SH Lab | 86#1F-Garden tools test lab (Ⅰ) | I | 2015-10-30 | — | JSMI | Out of service |  | 压力表
EC4799 | 6 | Pressure gauge | YTFN-100H/0~1.6Mpa | IP11117539 | SH Lab | 86#1F-Garden tools test lab (Ⅰ) | I | 2019-11-15 | 2020-11-14 | JSMI | Closed |  | 压力表
EC4799 | 7 | Variable frequency power supply |  |  | SH Lab | 86#1F-Garden tools test lab (Ⅰ) | I | 2020-05-14 | 2021-05-13 | JSMI | Closed |  | 变频电源
EC4799 | 8 | Variable frequency power supply |  |  | SH Lab | 86#1F-Garden tools test lab (Ⅰ) | I | 2020-05-14 | 2021-05-13 | JSMI | Closed |  | 变频电源
EC4799 | 9 | Variable frequency power supply |  |  | SH Lab | 86#1F-Garden tools test lab (Ⅰ) | I | 2019-05-15 | — | JSMI | Out of service |  | 变频电源
EC4800 |  | gearbox and clamping tool |  |  | IW BJ | 86#3F-Home appliance test lab | III | 2011-12-26 | — | ES LWF | Out of service | 封存 | 减速箱和夹具
EC4801 |  | current generator | 5V/500A or 10V/250A |  | IW BJ | 86#1F-Small Wind Turbine Lab | I | 2015-03-25 | 2016-03-24 | SIMT | Closed |  | 工频大电流发生器
EC4802 |  | RLC LOAD | ACLT-4830H | 93V002681 | IW BJ | 86#1F-Small Wind Turbine Lab | I | 2016-08-03 | — | SIMT | Out of service | 封存 | 负载柜
EC4802 | 1 | Digital power meter WT230 | WT230 (（760503） | 91M938094 | IW BJ | 86#1F-Small Wind Turbine Lab | I | 2020-03-16 | 2021-03-15 | JSMI | Closed |  | 数字功率计WT230
EC4803 |  | DC power | 62150H-600S | 62150EB00255 | IW BJ | 86#1F-Small Wind Turbine Lab | I | 2020-05-14 | 2021-05-13 | JSMI | Closed |  | 直流电源
EC4804 |  | DC power | 62150H-600S | 62150EB00253 | IW BJ | 86#1F-Small Wind Turbine Lab | I | 2020-05-14 | 2021-05-13 | JSMI | Closed |  | 直流电源
EC4805 |  | AC power | 61612 | 616120000134 | IW BJ | 86#2F-Garden tools test lab (Ⅱ) | I | 2019-11-12 | 2020-11-11 | SIMT | Closed |  | 交流电源
EC4806 |  | AC power | 61612 | 616120000135 | IW BJ | 86#2F-Garden tools test lab (Ⅱ) | I | 2019-11-12 | 2020-11-11 | SIMT | Closed |  | 交流电源
EC4807 |  | surge tester | ET9812 |  | IW BJ | 86#1F-Small Wind Turbine Lab | I | 2020-03-16 | 2021-03-15 | JSMI | Closed |  | 浪涌测试仪
EC4808 |  | Leakage current test | Simpson228 |  | CIXI | CIXI test lab | I | 2019-03-18 | — | JSMI | Disposal |  | 泄漏电流测试
EC4809 |  | Leakage current test | Simpson228 |  | IW BJ | 86#1F-Small Wind Turbine Lab | I | 2015-03-18 | — | SIMT | Out of service | 2016.11.4封存 | 泄漏电流测试
EC4810 |  | environment meter | 610 |  | IW | BJ IW test lab | I | 2019-02-13 | 2020-02-12 | JSMI | Calibrating |  | 环境测量仪
EC4811 | 1 | Acoustic noise measurement system-NI 9234 |  |  | IW BJ | BJ IW test lab | I | 2017-08-25 | 2018-08-24 | SIMT | Closed |  | 风力发电机组 噪声测量系统-NI 9234
EC4811 | 10 | BXT BAS,Anti-surge moudle |  |  | IW BJ | BJ IW test lab | III | 2011-12-30 | — | ES JH | Closed | 26 MOUDLE | 防浪涌模块底座
EC4811 | 11 | WaveAnalog Pro DC/DC |  |  | IW BJ | BJ IW test lab | III | 2011-12-30 | — | ES JH | Closed |  | 信号变送器
EC4811 | 12 | WaveAnalog Pro DC/DC |  |  | IW BJ | BJ IW test lab | III | 2011-12-28 | — |  | Closed |  | 信号变送器
EC4811 | 13 | WaveAnalog Pro DC/DC |  |  | IW BJ | BJ IW test lab | III | 2011-12-30 | — | ES JX | Closed |  | 信号变送器
EC4811 | 14 | WaveAnalog Pro DC/DC |  |  | IW BJ | BJ IW test lab | III | 2011-12-30 | — | ES JH | Closed |  | 信号变送器
EC4811 | 15 | WaveAnalog Pro DC/DC |  |  | IW BJ | BJ IW test lab | III | 2011-12-30 | — | ES JH | Closed |  | 信号变送器
EC4811 | 16 | WaveAnalog Pro DC/DC |  |  | IW BJ | BJ IW test lab | III | 2011-12-30 | — | ES JH | Closed |  | 信号变送器
EC4811 | 17 | WaveAnalog Pro DC/DC |  |  | IW BJ | BJ IW test lab | III | 2011-12-30 | — | ES JH | Closed |  | 信号变送器
EC4811 | 18 | WaveAnalog Pro DC/DC |  |  | IW BJ | BJ IW test lab | III | 2011-12-30 | — | ES JH | Closed |  | 信号变送器
EC4811 | 2 | Acoustic noise measurement system-NI 9205 |  | 1593FA0 | IW BJ | BJ IW test lab | I | 2017-09-05 | 2018-09-04 | SIMT | Closed |  | 风力发电机组 噪声测量系统-NI 9205
EC4811 | 3 | Acoustic noise measurement system-NI 9205 |  | 15E32F6 | IW BJ | BJ IW test lab | I | 2017-09-05 | 2018-09-04 | SIMT | Closed |  | 风力发电机组 噪声测量系统-NI 9205
EC4811 | 4 | Acoustic noise measurement system--Software |  |  | IW BJ | BJ IW test lab | I | 2011-12-30 | 2012-12-29 | SIMT | Closed |  | 风力发电机组 噪声测量系统--Software
EC4811 | 5 | Acoustic noise measurement system--AT 5150 |  |  | IW BJ | BJ IW test lab | I | 2011-12-30 | 2012-12-29 | SIMT | Closed |  | 风力发电机组 噪声测量系统--AT 5150
EC4811 | 6 | Meteorological Station---风速计 |  |  | IW BJ | BJ IW test lab | I | 2011-12-30 | 2013-12-29 | SIMT | Closed |  | 噪声测试测风塔---风速计
EC4811 | 7 | Meteorological Station---风向标 | P6200H |  | IW BJ | BJ IW test lab | I | 2015-09-10 | 2017-09-09 | SIMT | Closed |  | 噪声测试测风塔---风向标
EC4811 | 8 | Meteorological Station---温湿度计 |  |  | IW BJ | BJ IW test lab | I | 2019-09-29 | 2021-09-28 | JSMI | Closed |  | 噪声测试测风塔---温湿度计
EC4811 | 9 | Meteorological Station---压力传感器 | PTB110 | G3350004 | IW BJ | 86#1F-IW test lab | I | 2019-04-28 | 2021-04-27 | SIMT | Closed |  | 噪声测试测风塔---压力传感器
EC4812 |  | infrared thermometer | 68 | 17900031 | IW BJ | 86#1F-Small Wind Turbine Lab | I | 2020-05-11 | 2021-05-10 | SIMT | Closed | 封存 | 手持式红外线测温仪
EC4813 |  | infrared thermometer | 68 | 16500373 | IW | 86#1F-Small Wind Turbine Lab | I | 2020-03-12 | 2021-03-11 | SIMT | Closed |  | 手持式红外线测温仪
EC4814 |  | Data Acquisition/Switch Unit | 34970A | MY44064132 | IW BJ | BJ IW test lab | II | 2020-03-30 | 2021-03-29 | ES AW | Closed | Agilent BenchLink Data Logger 3版本4.2.00 | 数据记录仪
EC4814 | 1 | module | 34901A | MY41147826 | IW | 86#1F-Small Wind Turbine Lab | III | 2012-01-05 | — | ES AW | Closed |  | 模块
EC4814 | 2 | module | 34901A | MY41147837 | SH Lab | 86#3F-Home appliance test lab | III | 2012-01-05 | — | ES AW | Closed |  | 模块
EC4815 |  | MULTIMETER | 289 | 18040001 | IW BJ | BJ IW test lab | II | 2016-01-05 | — | ES HG | Out of service |  | 万用表
EC4816 |  | SWT test system | 定制（变频器NXP00875A2HOSSSA1A2，马达QABP225S37KW4P） |  | IW BJ | 86#1F-Small Wind Turbine Lab | III | 2012-06-28 | — | ES AW | Closed | 包含装有一台变频器的控制柜和一只马达 | 小风机测试平台电气系统
EC4816 | 1 | Variable-frequency motor |  |  | SH Lab | 86#3F-3F Power distribution room | III | 2011-12-27 | — | ES JH | Out of service | 此编号取消 | 变频电机(小风机测试平台)
EC4816 | 2 | Frequency converter |  |  | SH Lab | 86#3F-3F Power distribution room | III | 2011-12-27 | — | ES JH | Out of service | 此编号取消 | 变频器（小风机测试平台）
EC4817 |  | Rotational flexing test |  |  | CM | Haining test lab | II | 2020-03-13 | 2021-03-12 | ES AW | Closed |  | 旋转弯折测试仪
EC4818 |  | power transmitter |  |  | IW BJ | BJ IW test lab | I | 2016-08-05 | 2018-08-04 | CASC | Closed | 原先EC4759-11将用于小风机的测试，新的这个将用于久和的测试项目。原有的变送器量程范围达不到久和样机的测试要求范围,无法正常使用。 | 功率变送器
EC4819 |  | Climate Test Chamber | Espec SETH-Z-102U |  | IW | 86#1F-Endurance test lab | II | 2020-03-04 | 2021-03-03 | ES JX | Closed |  | 潮态试验箱
EC4820 |  | Spectroment |  |  | SH Lab | 86#2F-TCO test lab | I | 2020-07-21 | 2021-07-20 | NIM | Closed |  | 光谱仪
EC4821 |  | tapeline | Length:5M Accuracy:1/16 inch |  | SH Lab | 51#7F-PPT test lab | III | 2015-01-13 | — | SIMT | Closed | 英制 | 卷尺
EC4822 |  | power analyer | FLUCK 435/UNI |  | SH Lab | Shibei PV lab | I | 2016-07-11 | — | SIMT | Out of service | FLUCK 435 封存 2017.7.27 | 便携式电源性能分析仪
EC4823 |  | plywood board for test corner |  |  | SH Lab | 85#5F-ACCE & LUM test lab | III | 2012-01-17 | — | ES LWF | Closed | BS 5733特有要求 | 温升测试角的木板
EC4824 |  | Leakage current test | Fig.4 |  | IW | 86#1F-Small Wind Turbine Lab | I | 2020-03-20 | 2021-03-19 | SIMT | Closed |  | 泄漏电流测试
EC4825 |  | Leakage current test | IEC60990 Fig.4 |  | IW | 51#7F-SH Wind test lab | I | 2015-01-23 | 2016-01-22 | SIMT | Closed |  | 泄漏电流测试
EC4826 | 1 | hardwood |  |  | SH Lab | 86#3F-Home appliance test lab | II | 2012-01-11 | — | ES AW | Damaged |  | 硬木板
EC4826 | 2 | hardwood |  |  | SH Lab | 86#3F-Home appliance test lab | II | 2012-01-11 | — | ES AW | Damaged |  | 硬木板
EC4827 | 1 | weight |  |  | SH Lab | 86#3F-Home appliance test lab | II | 2020-01-12 | 2021-01-11 | EC JK | Closed |  | 配重块
EC4827 | 2 | weight |  |  | SH Lab | 86#3F-Home appliance test lab | II | 2020-01-12 | 2021-01-11 | EC JK | Closed |  | 配重块
EC4827 | 3 | weight |  |  | SH Lab | 86#3F-Home appliance test lab | II | 2020-01-12 | 2021-01-11 | EC JK | Closed |  | 配重块
EC4827 | 4 | weight |  |  | SH Lab | 86#3F-Home appliance test lab | II | 2020-01-12 | 2021-01-11 | EC JK | Closed |  | 配重块
EC4827 | 5 | weight |  |  | SH Lab | 86#3F-Home appliance test lab | II | 2020-01-12 | 2021-01-11 | EC JK | Closed |  | 配重块
EC4827 | 6 | weight |  |  | SH Lab | 86#3F-Home appliance test lab | II | 2020-01-12 | 2021-01-11 | EC JK | Closed |  | 配重块
EC4827 | 7 | weight |  |  | SH Lab | 86#3F-Home appliance test lab | II | 2020-01-12 | 2021-01-11 | EC JK | Closed |  | 配重块
EC4827 | 8 | weight |  |  | SH Lab | 86#3F-Home appliance test lab | II | 2020-01-12 | 2021-01-11 | EC JK | Closed |  | 配重块
EC4828 |  | GO and Not Go GAUGE for Bi-pin Bases GU4 |  |  | XM Lab | Xiamen test lab | II | 2019-12-05 | 2020-12-04 | EC JZ | Closed |  | LED灯头量规 GU4
EC4829 |  | GO and Not Go GAUGE for Bi-pin Bases GU5.3 |  |  | XM Lab | Xiamen test lab | II | 2019-12-05 | 2020-12-04 | EC JZ | Closed |  | LED灯头量规 GU5.3
EC4830 |  | Current probe | 5046 | 138906 | SH Lab | 86#4F-EMC test lab | I | 2019-05-07 | 2020-05-06 | SIMT | Calibrating |  | 电流探头
EC4831 |  | variable transformer | 20KVA |  | SH Lab | 86#4F-EMC test lab | III | 2012-02-14 | — | ES JH | Closed | 20KVA | 单相调压器
EC4832 |  | variable transformer | 7KVA |  | SH Lab | 51#7F-LUM test lab | III | 2012-02-14 | — | ES JH | Closed |  | 调压器
EC4833 |  | variable transformer | 7KVA |  | SH Lab | 51#7F-LUM test lab | III | 2012-11-19 | — | ES JH | Disposal |  | 调压器
EC4834 |  | Push pull gauge | FB-300N | 279350 | IW | BJ IW test lab | I | 2020-03-12 | 2021-03-11 | JSMI | Closed |  | 推拉力计
EC4835 | 1 | South Africa gauge for SANS 164-5 |  |  | SH Lab | 85#5F-Gauge room | II | 2020-02-24 | 2021-02-23 | EC JZ | Closed | 参见附件量规 | SANS 164-5 量规AnnexB
EC4835 | 2 | South Africa gauge for SANS 164-5 |  |  | SH Lab | 85#5F-Gauge room | II | 2020-02-24 | 2021-02-23 | EC JZ | Closed | 参见附件量规 | SANS 164-5 量规AnnexANOTGO
EC4835 | 3 | South Africa gauge for SANS 164-5 |  |  | SH Lab | 85#5F-Gauge room | II | 2020-02-24 | 2021-02-23 | EC JZ | Closed | 参见附件量规 | SANS 164-5 量规AnnexAGO
EC4836 | 1 | South Africa gauge for SANS 164-6 |  |  | SH Lab | 85#5F-Gauge room | II | 2020-02-24 | 2021-02-23 | EC JZ | Closed | 参见附件ANNEX 量规 | AnnexAc1 6.0
EC4836 | 2 | South Africa gauge for SANS 164-6 |  |  | SH Lab | 85#5F-Gauge room | II | 2020-02-24 | 2021-02-23 | EC JZ | Closed | 参见附件ANNEX 量规 | AnnexAc1 5.8
EC4836 | 3 | South Africa gauge for SANS 164-6 |  |  | SH Lab | 85#5F-Gauge room | II | 2020-02-24 | 2021-02-23 | EC JZ | Closed | 参见附件ANNEX 量规 | AnnexBc2A 3.94
EC4836 | 4 | South Africa gauge for SANS 164-6 |  |  | SH Lab | 85#5F-Gauge room | II | 2020-02-24 | 2021-02-23 | EC JZ | Closed | 参见附件ANNEX 量规 | Annex2B 4.74
EC4836 | 5 | South Africa gauge for SANS 164-6 |  |  | SH Lab | 85#5F-Gauge room | II | 2020-02-24 | 2021-02-23 | EC JZ | Closed | 参见附件ANNEX 量规 | AnnexCc3
EC4836 | 6 | South Africa gauge for SANS 164-6 |  |  | SH Lab | 85#5F-Gauge room | II | 2020-02-24 | 2021-02-23 | EC JZ | Closed |  | AnnexDc4
EC4836 | 7 | South Africa gauge for SANS 164-6 |  |  | SH Lab | 85#5F-Gauge room | II | 2020-02-24 | 2021-02-23 | EC JZ | Closed |  | AnnexEc7
EC4836 | 8 | South Africa gauge for SANS 164-6 |  |  | SH Lab | 85#5F-Gauge room | II | 2020-02-24 | 2021-02-23 | EC JZ | Closed |  | AnnexFc 10(a)
EC4836 | 9 | South Africa gauge for SANS 164-6 |  |  | SH Lab | 85#5F-Gauge room | II | 2020-02-24 | 2021-02-23 | EC JZ | Closed |  | AnnexFc 10(b)
EC4837 | 1 | South Africa gauge of SANS 164-4 |  |  | SH Lab | 85#5F-Gauge room | II | 2020-02-24 | 2021-02-23 | EC JZ | Closed | 参见附件ANNEX量规 | SANS 164-4 南非量规A
EC4837 | 10 | South Africa gauge of SANS 164-4 |  |  | SH Lab | 85#5F-Gauge room | II | 2020-02-24 | 2021-02-23 | EC JZ | Closed |  | SANS 164-4 南非量规F.2(a)X-2-1
EC4837 | 11 | South Africa gauge of SANS 164-4 |  |  | SH Lab | 85#5F-Gauge room | II | 2020-02-24 | 2021-02-23 | EC JZ | Closed |  | SANS 164-4 南非量规F.2(a)X-2-2
EC4837 | 12 | South Africa gauge of SANS 164-4 |  |  | SH Lab | 85#5F-Gauge room | II | 2020-02-24 | 2021-02-23 | EC JZ | Closed |  | SANS 164-4 南非量规F.2(a)X-2-3
EC4837 | 13 | South Africa gauge of SANS 164-4 |  |  | SH Lab | 85#5F-Gauge room | II | 2020-02-24 | 2021-02-23 | EC JZ | Closed |  | SANS 164-4 南非量规F.2(b)X-2-1
EC4837 | 14 | South Africa gauge of SANS 164-4 |  |  | SH Lab | 85#5F-Gauge room | II | 2020-02-24 | 2021-02-23 | EC JZ | Closed |  | SANS 164-4 南非量规F.2(b)X-2-2
EC4837 | 15 | South Africa gauge of SANS 164-4 |  |  | SH Lab | 85#5F-Gauge room | II | 2020-02-24 | 2021-02-23 | EC JZ | Closed |  | SANS 164-4 南非量规F.2(b)X-2-3
EC4837 | 2 | South Africa gauge of SANS 164-4 |  |  | SH Lab | 85#5F-Gauge room | II | 2020-02-24 | 2021-02-23 | EC JZ | Closed | 参见附件ANNEX量规 | SANS 164-4 南非量规B
EC4837 | 3 | South Africa gauge of SANS 164-4 |  |  | SH Lab | 85#5F-Gauge room | II | 2020-02-24 | 2021-02-23 | EC JZ | Closed | 参见附件ANNEX量规 | SANS 164-4 南非量规C
EC4837 | 4 | South Africa gauge of SANS 164-4 |  |  | SH Lab | 85#5F-Gauge room | II | 2020-02-24 | 2021-02-23 | EC JZ | Closed | 参见附件ANNEX量规 | SANS 164-4 南非量规DX-2-1
EC4837 | 5 | South Africa gauge of SANS 164-4 |  |  | SH Lab | 85#5F-Gauge room | II | 2020-02-24 | 2021-02-23 | EC JZ | Closed | 参见附件ANNEX量规 | SANS 164-4 南非量规DX-2-2
EC4837 | 6 | South Africa gauge of SANS 164-4 |  |  | SH Lab | 85#5F-Gauge room | II | 2020-02-24 | 2021-02-23 | EC JZ | Closed |  | SANS 164-4 南非量规Dx-2-3
EC4837 | 7 | South Africa gauge of SANS 164-4 |  |  | SH Lab | 85#5F-Gauge room | II | 2020-02-24 | 2021-02-23 | EC JZ | Closed |  | SANS 164-4 南非量规F.1X-2-1
EC4837 | 8 | South Africa gauge of SANS 164-4 |  |  | SH Lab | 85#5F-Gauge room | II | 2020-02-24 | 2021-02-23 | EC JZ | Closed |  | SANS 164-4 南非量规F.1X-2-2
EC4837 | 9 | South Africa gauge of SANS 164-4 |  |  | SH Lab | 85#5F-Gauge room | II | 2020-02-24 | 2021-02-23 | EC JZ | Closed |  | SANS 164-4 南非量规F.1X-2-3
EC4838 |  | try square | 100cm |  | SH Lab | 86#1F-Material test lab | III | 2010-12-30 | — | ES LWF | Closed |  | 直角尺
EC4839 | 1 | Disk, |  |  | SH Lab | 86#3F-Construction test lab (Ⅱ) | II | 2020-02-27 | 2021-02-26 | ES AW | Closed |  | 圆盘
EC4839 | 2 | Rod |  |  | SH Lab | 86#3F-Construction test lab (Ⅱ) | II | 2020-02-27 | 2021-02-26 | ES AW | Closed |  | 圆柱
EC4840 |  | steel hammer |  |  | IW BJ | BJ IW test lab | II | 2016-02-28 | — | ES HG | Out of service | 封存 | 钢制小锤
EC4841 | 1 | Test figure |  |  | XM Lab | Xiamen test lab | II | 2020-01-27 | 2021-01-26 | EC JZ | Closed |  | 熨斗把手尺规
EC4841 | 2 | Test gauge |  |  | XM Lab | Xiamen test lab | II | 2020-01-27 | 2021-01-26 | EC JZ | Closed |  | 熨斗把手尺规
EC4842 |  | Thermometer | Fluke 52II | 16360282 | SH Lab | 51#7F-LUM test lab | II | 2020-03-27 | 2021-03-26 | ES AW | Closed |  | 球内温度计 Fluke 52II
EC4843 | 1 | Fuse |  | 01-12-313 | SH Lab | 85#5F-ACCE & LUM test lab | II | 2016-07-27 | — | ES CZ | Disposal |  | 保险丝
EC4843 | 2 | Fuse |  | 01-12-314 | SH Lab | 85#5F-ACCE & LUM test lab | II | 2016-07-27 | — | ES CZ | Disposal |  | 保险丝
EC4844 |  | cylindrical brush |  |  | SH Lab | 86#1F-Garden tools test lab (Ⅰ) | II | 2020-03-08 | 2021-03-07 | ES AW | Closed |  | 滚筒刷子
EC4845 |  | Temperature and Humidity Recorder | ZJ1-2A | 201109174 | SH Lab | 86#4F-Multimedia test lab | I | 2014-03-18 | — | SQI | Out of service | 暂时封存，2015.07 | 温湿度记录仪
EC4846 |  | pressure meter |  |  | SH Lab | 86#1F-Tools & machinery test lab | I | 2016-04-29 | — | SIMT | Out of service | 封存 | 压力表
EC4847 |  | pressure meter |  |  | SH Lab | 86#1F-Tools & machinery test lab | I | 2020-06-10 | 2021-06-09 | JSMI | Closed |  | 压力表
EC4848 |  | AC power supply | AFC-31015T | F312020101 | SH Lab | 51#7F-LUM test lab | III | 2012-05-27 | — | ES AW | Closed |  | 变频电源
EC4849 |  | test panel for test of label |  |  | SH Lab | 86#2F-Garden tools test lab (Ⅱ) | I | 2020-05-14 | 2021-05-13 | JSMI | Closed |  | 拉力试验机
EC4849 | 1 | peeling off tester |  |  | SH Lab | 86#2F-Power supply test lab | II | 2011-05-12 | — | ES LWF | Cancel | 英斯特朗 Instron | 材料剥离试验机砝码2公斤
EC4849 | 2 | peeling off tester |  |  | SH Lab | 86#1F-Endurance test lab | III | 2012-01-12 | — |  | Cancel | 英斯特朗 Instron | 材料剥离试验机砝码2公斤
EC4849 | 3 | peeling off tester |  |  | SH Lab | 86#1F-Endurance test lab | III | 2012-01-12 | — | ES LWF | Cancel | 英斯特朗 Instron | 材料剥离试验机砝码2公斤
EC4849 | 4 | peeling off tester |  |  | SH Lab | 86#1F-Endurance test lab | III | 2012-01-12 | — | ES LWF | Cancel | 英斯特朗 Instron | 材料剥离试验机砝码2公斤
EC4849 | 5 | peeling off tester |  |  | SH Lab | 86#1F-Endurance test lab | III | 2012-01-12 | — | ES LWF | Cancel | 英斯特朗 Instron | 材料剥离试验机砝码1公斤
EC4849 | 6 | peeling off tester |  |  | SH Lab | 86#1F-Endurance test lab | III | 2012-01-12 | — | ES LWF | Cancel | 英斯特朗 Instron | 材料剥离试验机砝码1公斤吊钩
EC4850 |  | Spring hammer |  |  | CIXI | CIXI test lab | II | 2020-09-28 | 2020-12-27 | EC JK | Closed | EN 60335-2-2等标准测试用 | 冲击锤
EC4851 |  | Slide-Wire Resistor | BX8-47 | 2012329 | SH Lab | 85#5F-ACCE & LUM test lab | III | 2012-04-09 | — | ES AW | Disposal |  | 滑线变阻器
EC4852 |  | Slide-Wire Resistor | BX8-47 | 2012328 | SH Lab | 85#5F-ACCE & LUM test lab | III | 2012-04-09 | — | ES AW | Closed |  | 滑线变阻器
EC4853 |  | Temperature and Humidity Recorder | S320TH | 543X | SH Lab | 51#7F-LUM test lab | I | 2018-06-12 | — | JSMI | Out of service | software ToAnalyze_V5.14_3 未找到 | 温湿度记录仪
EC4854 |  | Temperature and Humidity Recorder | S320TH | 544V | SH Lab | 51#7F-LUM test lab | I | 2020-06-03 | 2021-06-02 | JSMI | Closed | software ToAnalyze_V5.14_3 | 温湿度记录仪
EC4855 |  | AC/DC digital power meter | 8716C1T | 871111111 | SH Lab | 51#7F-CM test lab | II | 2020-05-25 | 2021-05-24 | EC JK | Closed |  | 交直数字电参数仪
EC4856 |  | AC/DC digital power meter | 8716C1T | 871109132 | SH Lab | 51#7F-CM test lab | II | 2020-05-25 | 2021-05-24 | EC JK | Closed |  | 交直数字电参数仪
EC4857 |  | isolating transformer with Variable Transformer | TDGC2J-15KVA |  | SH Lab | 86#4F-Multimedia test lab | III | 2012-06-20 | — | ES AW | Closed |  | 隔离变压器带调压器
EC4858 |  | Multimeter | F287 | 19010051 | SH Lab | 86#4F-Multimedia test lab | II | 2020-05-25 | 2021-05-24 | EC JZ | Closed |  | 万用表
EC4859 |  | Data Acquisition/Switch Unit | 34970A | MY44067560 | SH Lab | 86#1F-Garden tools test lab (Ⅰ) | II | 2020-06-29 | 2021-06-28 | ES AW | Closed | Agilent BenchLink Data Logger 3版本4.2.00 | 数据采集仪
EC4859 | 1 | module | 34901A | MY41149311 | SH Lab | 86#1F-Garden tools test lab (Ⅰ) | II | 2020-06-29 | 2021-06-28 | ES AW | Closed |  | 模块
EC4859 | 2 | module | 34901A | MY41149348 | SH Lab | 86#1F-Garden tools test lab (Ⅰ) | II | 2020-06-29 | 2021-06-28 | ES AW | Closed |  | 模块
EC4860 |  | Data Acquisition/Switch Unit | 34970A | MY44067539 | SH Lab | 86#4F-Multimedia test lab | II | 2020-06-25 | 2021-06-24 | ES AW | Closed | Agilent BenchLink Data Logger 3版本4.2.00 | 数据采集仪
EC4860 | 1 | module | 34901A | MY41149335 | SH Lab | 86#4F-Multimedia test lab | II | 2020-06-25 | 2021-06-24 | ES AW | Closed | with 3 switch unit | 模块
EC4860 | 2 | module | 34901A | MY41149308 | SH Lab | 86#4F-Multimedia test lab | II | 2020-06-25 | 2021-06-24 | ES AW | Closed | with 3 switch unit | 模块
EC4860 | 3 | module | 34901A | MY41149365 | SH Lab | 86#4F-Multimedia test lab | II | 2020-06-25 | 2021-06-24 | ES AW | Closed | with 3 switch unit | 模块
EC4861 |  | Data Acquisition/Switch Unit | 34970A | MY44067618 | SH Lab | 86#4F-Multimedia test lab | II | 2020-06-26 | 2021-06-25 | ES AW | Closed | Agilent BenchLink Data Logger 3版本4.2.00 | 数据采集仪
EC4861 | 1 | module | 34901A | MY41149322 | SH Lab | 86#4F-Multimedia test lab | II | 2020-06-26 | 2021-06-25 | ES AW | Closed | with 3 switch unit | 模块
EC4861 | 2 | module | 34901A | MY41149331 | SH Lab | 86#4F-Multimedia test lab | II | 2020-06-26 | 2021-06-25 | ES AW | Closed | with 3 switch unit | 模块
EC4861 | 3 | module | 34901A | MY41143561 | SH Lab | 86#4F-Multimedia test lab | II | 2020-06-26 | 2021-06-25 | ES AW | Closed | with 3 switch unit | 模块
EC4862 |  | Thermometer | F52II | 16360292 | SH Lab | 86#4F-Multimedia test lab | II | 2020-06-04 | 2021-06-03 | ES AW | Closed |  | 点温计
EC4863 |  | TC & H sensor | HMP60A12A1A1B0 | G0810036 | IW BJ | 86#1F-Small Wind Turbine Lab | I | 2019-06-05 | 2021-06-04 | JSMI | Closed | 在北京 | 温湿度计
EC4864 |  | TC & H sensor | HMP60A12A1A1B0 | G0810037 | IW BJ | 86#1F-Small Wind Turbine Lab | I | 2019-06-05 | 2021-06-04 | MFG | Closed | 在北京 | HMP60 高精度温湿度探头
EC4865 |  | shelf of life test, control cabinet（control cabinet） | 定制 |  | SH Lab | 51#7F-LUM test lab | I | 2020-06-19 | 2021-06-18 | SETRI | Closed |  | 灯老化控制柜 （2个寿命架，1个控制柜）
EC4865 | 1 | shelf of life test, control cabinet（shelf） | 定制 |  | SH Lab | 51#7F-LUM test lab | I | 2020-06-19 | 2021-06-18 | SETRI | Closed |  | 灯老化寿命架（2个寿命架，1个控制柜）
EC4865 | 2 | shelf of life test, control cabinet（shelf） | 定制 |  | SH Lab | 51#7F-LUM test lab | I | 2020-06-19 | 2021-06-18 | SETRI | Closed |  | 灯老化寿命架（2个寿命架，1个控制柜）
EC4865 | 3 | shelf of life test, control cabinet（shelf） | 定制 |  | SH Lab | 51#7F-LUM test lab | I | 2020-06-19 | 2021-06-18 | SETRI | Closed |  | 灯老化寿命架（2个寿命架，1个控制柜）
EC4865 | 4 | shelf of life test, control cabinet（shelf） | 定制 |  | SH Lab | 51#7F-LUM test lab | I | 2020-06-19 | 2021-06-18 | SETRI | Closed |  | 灯老化寿命架（2个寿命架，1个控制柜）
EC4866 |  | electric energy quality test analyser | DEWE-800 | 12120476-CHN | IW | 86#1F-Small Wind Turbine Lab | I | 2019-02-13 | 2020-02-12 | SIMT | Calibrating | 奥地利DEWETRON有限公司上海代表处 | 风机电能质量测试分析仪
EC4866 | 1 | electric energy quality test analyser | A100 | 134231KFV | IW | 86#1F-Small Wind Turbine Lab | I | 2019-02-13 | 2020-02-12 | SIMT | Calibrating | 奥地利DEWETRON有限公司上海代表处 | 风机电能质量测试分析仪
EC4866 | 2 | electric energy quality test analyser | A100 | 134235KFV | IW | 86#1F-Small Wind Turbine Lab | I | 2019-02-13 | 2020-02-12 | SIMT | Calibrating | 奥地利DEWETRON有限公司上海代表处 | 风机电能质量测试分析仪
EC4866 | 3 | electric energy quality test analyser | A100 | 134252KFV | IW | 86#1F-Small Wind Turbine Lab | I | 2019-02-13 | 2020-02-12 | SIMT | Calibrating | 奥地利DEWETRON有限公司上海代表处 | 风机电能质量测试分析仪
EC4867 |  | Variable Transformer | 5KVA |  | SH Lab | 86#4F-EMI Shielding room | III | 2012-05-29 | — | ES AW | Closed |  | 调压器
EC4868 |  | disc |  |  | SH Lab | 51#7F-PPT test lab | II | 2020-06-06 | 2021-06-05 | EC JZ | Closed | / | 圆盘
EC4869 |  | Ambient Temperature Barrel |  |  | SH Lab | [5 empty] | Equipment arrived, waiting for acceptance check |  | 环温小桶
EC4870 |  | Ambient Temperature Barrel |  |  | SH Lab | [5 empty] | Equipment arrived, waiting for acceptance check |  | 环温小桶
EC4871 |  | AC/DC digital power meter | 760401-H/C2 | 91M214773 | SH Lab | 86#4F-Multimedia test lab | I | 2020-07-08 | 2021-07-07 | JSMI | Closed |  | 数字功率表
EC4872 |  | AC/DC digital power meter | 760401-H/C2 | 91M214774 | SH Lab | 86#4F-Multimedia test lab | I | 2020-05-19 | 2021-05-18 | JSMI | Closed |  | 数字功率表
EC4873 |  | steel ball |  |  | IW | 86#1F-Small Wind Turbine Lab | II | 2020-02-19 | 2021-02-18 | EC JZ | Closed | 19年启封 | 钢球
EC4874 |  | Multimeter | 289C | 19020142 | SH Lab | 51#7F-LUM test lab | II | 2019-05-25 | — | EC JZ | Can not be found |  | 数字式万用表F289
EC4875 |  | test probe |  |  | SH Lab | 86#3F-Construction test lab (Ⅱ) | II | 2020-09-07 | 2021-09-06 | EC JZ | Closed |  | 测试指
EC4876 |  | luminance meter | CA-210 | B1114022 | SH Lab | 86#4F-Multimedia test lab | I | 2019-12-16 | 2020-12-15 | JSMI | Closed | 附带5m通用探头，型号：CA-PU15，序列号8315460 | 亮度计
EC4877 |  | Torque Screwdriver | FTD400CN2-S | 411573C | IW | 86#1F-Small Wind Turbine Lab | I | 2020-03-20 | 2021-03-19 | SQI | Closed | 封存 | 扭力螺丝刀
EC4878 |  | Test rod |  |  | YY Eng | CIXI test lab | II | 2020-04-06 | 2021-04-05 | EC JK | Closed | EN60335-2-30 Cl11.8 测试用 | Φ75mm试验棒
EC4879 |  | Test Probe |  |  | SH Lab | 86#1F-Tools & machinery test lab | II | 2020-05-18 | — | EC JZ | Can not be found |  | 试验指
EC4880 |  | DC power source | 62012P-100-50 | 62012PE00991 | SH Lab | 86#4F-Multimedia test lab | I | 2020-06-10 | 2021-06-09 | JSMI | Closed |  | 直流电源
EC4881 |  | air pressure meter | DYM-3 | 1832 | QD | Qindao test lab | I | 2020-01-14 | 2021-01-13 | SMMS | Closed | 户外设备实验中，测试压力需要用到，青岛目前没有。 | 气压表
EC4882 |  | Dust Tester | SC-010 |  | SH Lab | 86#1F-Environment test lab | III | 2013-06-20 | — | ES AW | Closed |  | 粉尘试验箱
EC4882 | 1 | Flow Meter | 0.06-0.6l/min |  | SH Lab | 86#1F-Environment test lab | I | 2015-03-23 | — | SIMT | Out of service | 封存2017.3.30 | 流量计
EC4882 | 2 | Flow Meter | 0.04-0.4m3/h |  | SH Lab |  | I | 2013-04-15 | — | SIMT | Disposal |  | 流量计
EC4882 | 3 | Flow Meter | 0.25-2.5m3/h |  | SH Lab |  | I | 2013-04-15 | — | SIMT | Disposal |  | 流量计
EC4882 | 4 | Flow Meter | 2.5-25m3/h |  | SH Lab | 86#1F-Environment test lab | I | 2019-04-30 | 2021-04-29 | SIMT | Closed |  | 流量计
EC4882 | 5 | Dust screen |  |  | SH Lab | 86#1F-Environment test lab | III | 2013-06-20 | — | ES AW | Closed |  | 粉尘筛子
EC4883 |  | Digital power meter WT210 | WT210 （760401-H/C2/HRM） | 91M432585 | SH Lab | 51#7F-LUM test lab | I | 2020-07-14 | 2021-07-13 | JSMI | Closed |  | 数字功率表WT210
EC4883 | 1 | Current Clamp | 96001 | T1L4016 | SH Lab | 51#7F-LUM test lab | I | 2020-03-20 | 2021-03-19 | SIMT | Closed |  | 电流钳
EC4883 | 1 | Current Clamp | 96001 | T1L4016 | SH Lab | 85#5F-Gauge room | I | 2012-10-19 | 2013-10-18 | SIMT | Closed |  | WT210配套用的互感式电流探头,960 01
EC4884 |  | D65 standard illuminant light box | T60(4) | 337288 | SH Lab | 51#7F-PPT test lab | I | 2020-07-20 | 2021-07-19 | JSMI | Closed |  | 标准光源灯箱
EC4885 |  | Adjustable Resistence |  |  | IW | 86#1F-Small Wind Turbine Lab | I | 2018-08-29 | 2019-08-28 | JSMI | Calibrating |  | 可调电阻
EC4886 |  | Torque tester turning moment apparatus |  |  | SH Lab | 85#5F-Gauge room | II | 2020-06-06 | 2021-06-05 | EC JZ | Closed | 补充南非, 瑞士插座面板(面板尺寸见EC3401, 插座尺寸见附件) | 扭力设备
EC4887 |  | electric blanket |  |  | SH Lab | 86#3F-Home appliance test lab | II | 2020-06-06 | 2021-06-05 | EC JK | Closed |  | 电热毯
EC4888 |  | Voltage probe | TK9420+VT9420 |  | SH Lab | 86#4F-EMC Shielding room | I | 2019-09-26 | 2020-09-25 | SIMT | Calibrating |  | 电压探头＋分压器
EC4889 |  | Torque tester turning moment apparatus |  |  | SH Lab | 85#5F-Gauge room | II | 2020-07-17 | 2021-07-16 | ES AW | Closed | 补充南非, 瑞士插座面板(面板尺寸见EC3401, 插座尺寸见附件) | 扭力设备
EC4890 |  | Infrared camera | TI-10 | 11040010 | XM Lab | Xiamen test lab | I | 2020-06-15 | 2021-06-14 | XMMI | Closed | 按照C&E-RQWI-TDI-078,需增加该设备. | 红外热成像仪
EC4902 | 1 | Plates of copper or brass |  |  | SH Lab | 86#3F-Heating & motor test lab | II | 2020-09-13 | 2021-09-12 | ES AW | Closed |  | 铜盘300-300
EC4902 | 2 | Plates of copper or brass |  |  | SH Lab | 86#3F-Heating & motor test lab | II | 2020-09-13 | 2021-09-12 | ES AW | Closed |  | 铜盘65-65
EC4902 | 3 | Plates of copper or brass |  |  | SH Lab | 86#3F-Heating & motor test lab | II | 2020-09-13 | 2021-09-12 | ES AW | Closed |  | 铜盘65-65
EC4902 | 4 | Plates of copper or brass |  |  | SH Lab | 86#3F-Heating & motor test lab | II | 2020-09-13 | 2021-09-12 | ES AW | Closed |  | 铜盘 65-65 绝缘漆
EC4904 |  | Grid and Three-sided metal screen |  |  | SH Lab | 86#3F-Heating & motor test lab | II | 2020-06-08 | 2021-06-07 | ES AW | Closed |  | 网格，三面的金属屏
EC4906 |  | PTB110 | PTB1101A0AB | H1830007 | IW BJ | 86#1F-Small Wind Turbine Lab | I | 2016-08-01 | 2018-07-31 | SIMT | Closed | 在北京 | PTB110气压计
EC4907 |  | Rheochord Box | BX8-67 |  | SH Lab | 51#7F-PPT test lab | III | 2012-07-13 | — | ES AW | Closed | 25-4A 4-60Ω | 滑线变阻箱
EC4908 |  | Rheochord Box | BX8-67 |  | SH Lab | 51#7F-PPT test lab | III | 2012-07-13 | — | ES AW | Closed | 25-4A 4-60Ω | 滑线变阻箱
EC4909 |  | Rheochord Box | BX8-67 |  | SH Lab | 51#7F-PPT test lab | III | 2012-07-13 | — | ES AW | Closed | 25-4A 4-60Ω | 滑线变阻箱
EC4910 |  | High Temperature Oven | SET-Z-022U | 8033121008 | SH Lab | 86#1F-General test lab | II | 2020-03-09 | 2021-03-08 | EC JK | Closed |  | 高低温箱
EC4911 |  | Oscilloscope | DPO3012 | C020962 | SH Lab | 86#4F-Multimedia test lab | I | 2020-07-02 | 2021-07-01 | JSMI | Closed | WITH 2 100x probe | 示波器
EC4912 |  | Data Acquisition/Switch Unit | LR8400-21（LR8500 电压/温度单元X2 安装型号） | 120341061 | SH Lab | 86#4F-Multimedia test lab | II | 2020-07-13 | 2021-07-12 | ES AW | Closed | HIOKI LR8400-21（LR8500 电压/温度单元X2 安装型号） | 数据采集仪
EC4913 |  | High voltage tester | 5KV-500mA | N00839 | XM Lab | Xiamen test lab | I | 2020-06-15 | 2021-06-14 | LISAI | Closed |  | 耐压试验仪
EC4914 |  | rod probe |  |  | SH Lab | 86#3F-Construction test lab (Ⅱ) | II | 2020-07-11 | 2021-07-10 | EC JZ | Closed |  | 探棒
EC4915 |  | Test probe |  |  | YY Eng | CIXI test lab | II | 2020-04-06 | 2021-04-05 | EC JK | Closed | UL1278 标准测试用 | 杆形试验棒
EC4916 |  | Test probe |  |  | YY Eng | CIXI test lab | II | 2020-04-06 | 2021-04-05 | EC JK | Closed | UL1278 标准测试用 | 锥形试验棒
EC4917 |  | Test probe |  |  | YY Eng | CIXI test lab | II | 2020-04-06 | 2021-04-05 | EC JK | Closed | UL1278 标准测试用 | Test probe
EC4918 |  | Needle flame tester | KS-03 | 20120611002 | SH Lab | 86#1F-Material test lab | II | 2020-08-04 | 2021-08-03 | ES AW | Closed |  | 针焰试验仪
EC4918 | 1 | Needle flame tester------temperature controller | KS-03 | 20120611002 | SH Lab | 86#1F-Material test lab | I | 2020-05-27 | 2021-05-26 | JSMI | Closed |  | 针焰试验仪-----温控器
EC4919 |  | Tracking index tester | KS-01 | 20120611001 | SH Lab | 86#1F-Material test lab | II | 2020-06-11 | 2021-06-10 | ES AW | Closed |  | 漏电起痕指数试验仪
EC4919 | 1 | Tracking index tester----voltage meter | KS-01 | 20120611001 | SH Lab | 86#1F-Material test lab | II | 2020-06-11 | 2021-06-10 | ES AW | Closed |  | 漏电起痕指数试验仪-----电压表
EC4921 |  | RESISTANCE HiTESTER | 3541 | 120406271 | IW BJ | 86#1F-Small Wind Turbine Lab | I | 2020-04-10 | 2021-04-09 | JSMI | Closed | 封存 | 毫欧计
EC4922 |  | test probe |  |  | YY Eng | Yuyao test lab | II | 2020-04-06 | 2021-04-05 | EC JK | Closed | UL1278 标准测试用 | 试验棒
EC4923 |  | Triangle probe |  |  | XM Lab | Xiamen test lab | II | 2020-06-16 | 2021-06-15 | ES AW | Closed | 需增加把手. | 测试三角规
EC4924 |  | Bar probe |  |  | XM Lab | Xiamen test lab | II | 2020-06-16 | 2021-06-15 | ES AW | Closed | 需增加把手. | 测试条棒
EC4925 |  | Rod probe |  |  | XM Lab | Xiamen test lab | II | 2020-06-16 | 2021-06-15 | ES AW | Closed | 需增加把手. | 测试圆杆
EC4926 |  | Cone probe |  |  | XM Lab | Xiamen test lab | II | 2020-06-16 | 2021-06-15 | ES AW | Closed | 需增加把手. | 测试圆锥
EC4927 |  | Power transmitter | JP4-C56-5-690P6023 | PAS1207A033 | IW BJ | 86#1F-Small Wind Turbine Lab | I | 2018-02-24 | 2020-02-23 | CASC | Calibrating | 三相四线有功功率变送器，输入 AC 690V,AC 5A,输出 DC 4-12-20mA，电源AC 220V,精度 0.2 级 | 功率变送器JP4-C56-5-690P6023
EC4928 |  | steel hammer |  |  | IW BJ | BJ IW test lab | II | 2017-07-16 | — | EC JK | Out of service | 封存 | 小锤
EC4929 |  | Infrared camera | TI-10 | 12040041 | SH Lab | 86#3F-Home appliance test lab | I | 2020-01-13 | 2021-01-12 | SIMT | Closed | 按照C&E-RQWI-TDI-078,增加该设备 | 红外热成像仪
EC4930 |  | wood plate |  |  | CIXI | CIXI test lab | II | 2020-04-06 | 2021-04-05 | ES AW | Closed |  | 跌落测试木板
EC4931 |  | Spring Hammer |  |  | YY | [5 empty] | Equipment arrived, waiting for acceptance check | EC 60335 标准测试用 | 冲击锤
EC4932 |  | Arm probe |  |  | SH Lab | 86#1F-Garden tools test lab (Ⅰ) | II | 2017-07-20 | — | ES AW | Out of service |  | 手臂探针
EC4933 |  | AC/DC Digital Power Meter | 8716C1T | 871206340 | SH Lab | 85#5F-ACCE & LUM test lab | II | 2020-07-24 | 2021-07-23 | EC JK | Closed |  | 数字交流功率表
EC4934 |  | weight |  |  | XM Lab | Xiamen test lab | III | 2015-06-16 | — | EC JZ | Closed | 厦门制做. | 砝码(90N)
EC4935 |  | weight |  |  | XM Lab | Xiamen test lab | III | 2015-06-16 | — | EC JZ | Closed | 厦门制做 | 砝码(156N)
EC4936 |  | counter | 定制 |  | SH Lab | 86#3F-Cooking & HVAC test lab | I | 2019-12-24 | 2020-12-23 | JSMI | Closed |  | 计数器
EC4937 |  | Residual Votage testing device |  |  | SH Lab | 86#3F-Home appliance test lab | II | 2020-08-16 | 2021-08-15 | ES AW | Closed | 同PS组现有设备 | 残余电压测试设备
EC4938 |  | temperature rise test facility |  |  | SH Lab | 85#5F-ACCE & LUM test lab | III | 2012-07-26 | — | ES AW | Closed | 具体要求参见附件 | 温升测试装置
EC4938 | 1 | temperature rise test facility |  |  | SH ACCE | 85#5F-ACCE & LUM test lab | II | 2019-11-26 | 2020-11-25 | EC JK | Closed | 具体要求参见附件 | 温升测试装置（插座）figure 2.1 (f)
EC4938 | 1 | temperature rise test facility |  |  | SH Lab | [5 empty] | Equipment arrived, waiting for acceptance check | 具体要求参见附件 | 温升测试装置
EC4938 | 2 | temperature rise test facility |  |  | SH Lab | [5 empty] | Equipment arrived, waiting for acceptance check | 具体要求参见附件 | 温升测试装置
EC4938 | 2 | temperature rise test facility |  |  | SH ACCE | 85#5F-ACCE & LUM test lab | II | 2019-11-26 | 2020-11-25 | EC JK | Closed | 具体要求参见附件 figure2.1 (a2) | 温升测试装置
EC4938 | 3 | temperature rise test facility |  |  | SH ACCE | 85#5F-ACCE & LUM test lab | II | 2019-11-26 | 2020-11-25 | EC JK | Closed | 具体要求参见附件 figure2.1 (f) | 温升测试装置
EC4938 | 3 | temperature rise test facility |  |  | SH Lab | [5 empty] | Equipment arrived, waiting for acceptance check | 具体要求参见附件 | 温升测试装置
EC4938 | 4 | temperature rise test facility |  |  | SH Lab | [5 empty] | Equipment arrived, waiting for acceptance check | 具体要求参见附件 | 温升测试装置
EC4938 | 4 | temperature rise test facility |  |  | SH ACCE | 85#5F-ACCE & LUM test lab | II | 2019-11-26 | 2020-11-25 | EC JK | Closed | 具体要求参见附件 figure2.1 (g) | 温升测试装置
EC4938 | 5 | temperature rise test facility |  |  | SH ACCE | 85#5F-ACCE & LUM test lab | II | 2019-11-26 | 2020-11-25 | EC JK | Closed | 具体要求参见附件 figure2.10 (a) | 温升测试装置
EC4938 | 5 | temperature rise test facility |  |  | SH Lab | [5 empty] | Equipment arrived, waiting for acceptance check | 具体要求参见附件 | 温升测试装置
EC4938 | 6 | temperature rise test facility |  |  | SH Lab | [5 empty] | Equipment arrived, waiting for acceptance check | 具体要求参见附件 | 温升测试装置
EC4938 | 6 | temperature rise test facility |  |  | SH ACCE | 85#5F-ACCE & LUM test lab | II | 2019-11-26 | 2020-11-25 | EC JK | Closed | 具体要求参见附件 figure2.10 (b) | 温升测试装置
EC4938 | 7 | temperature rise test facility |  |  | SH ACCE | 85#5F-ACCE & LUM test lab | II | 2019-11-26 | 2020-11-25 | EC JK | Closed | 具体要求参见附件 | 温升测试装置
EC4938 | 7 | temperature rise test facility |  |  | SH Lab | [5 empty] | Equipment arrived, waiting for acceptance check | 具体要求参见附件 | 温升测试装置
EC4938 | 8 | temperature rise test facility |  |  | SH Lab | [5 empty] | Equipment arrived, waiting for acceptance check | 具体要求参见附件 | 温升测试装置
EC4938 | 8 | temperature rise test facility |  |  | SH ACCE | 85#5F-ACCE & LUM test lab | II | 2019-11-26 | 2020-11-25 | EC JK | Closed | 具体要求参见附件 figure2.10 (c) | 温升测试装置
EC4939 |  | Accelerate the impact tester | kcl-2000 | 120605 | SH Lab | 86#2F-Power supply test lab | I | 2019-10-16 | 2020-10-15 | JSMI | Calibrating |  | 加速冲击测试仪
EC4940 |  | Bursting Strength Tester | GT-7013-ADP | 2012-01630 | SH Lab | 51#7F-PPT test lab | I | 2019-10-14 | 2020-10-13 | JSMI | Calibrating | 随机器需要附带橡皮膜至少5片、铝箔片至少400片（或一卷可以剪裁出至少400片）、甘油5瓶、高度规1个 | 破裂强度试验机
EC4941 |  | Electronic inclinometer | DIS-101 |  | SH Lab | 51#7F-CM test lab | I | 2014-08-14 | — | JSMI | Out of service |  | 电子水平角度仪
EC4942 |  | Water spray Test Apparatus for UL Standard |  |  | SH Lab | 86#1F-Water-proof test lab | II | 2020-08-03 | 2021-08-02 | EC JZ | Closed |  | UL淋水试验装置
EC4943 |  | current transmitter | AKH-0.66/G-40I | 67 | IW | 86#1F-Small Wind Turbine Lab | I | 2018-08-28 | 2020-08-27 | JSMI | Closed | 0.2S级 | 电流变送器
EC4944 |  | current transmitter | AKH-0.66/G-40I | 70 | IW | 86#1F-Small Wind Turbine Lab | I | 2018-08-28 | 2020-08-27 | JSMI | Closed | 0.2S级 | 电流变送器
EC4945 |  | current transmitter | AKH-0.66/G-40I | 122 | IW | 86#1F-Small Wind Turbine Lab | I | 2018-08-28 | 2020-08-27 | JSMI | Closed | 0.2S级 | 电流变送器
EC4946 |  | nozzle |  |  | SH Lab | 86#3F-Construction test lab (Ⅱ) | II | 2020-08-28 | 2021-08-27 | EC JK | Closed |  | 喷嘴
EC4947 |  | gauge for three-pin flat-pin plugs |  |  | SH Lab | 85#5F-Gauge room | II | 2019-11-03 | 2020-11-02 | ES AW | Closed | 三个量规上分别刻字: Fig.A1 10A; | 三芯扁插插头的测试量规
EC4948 |  | gauge for three-pin flat-pin plugs |  |  | SH Lab | 85#5F-Gauge room | II | 2019-11-03 | 2020-11-02 | ES AW | Closed | 三个量规上分别刻字Fig.A1 15A; | 三芯扁插插头的测试量规
EC4949 |  | gauge for three-pin flat-pin plugs |  |  | SH Lab | 85#5F-Gauge room | II | 2019-11-03 | 2020-11-02 | ES AW | Closed | 三个量规上分别刻字: Fig.A1 20A | 三芯扁插插头的测试量规
EC4950 |  | gauge for flat and round pin plugs |  |  | SH Lab | 85#5F-Gauge room | II | 2019-11-03 | 2020-11-02 | ES AW | Closed | 两个量规上分别刻字: Fig.F1 A-A; | 扁插和圆插插头的测试量规
EC4951 |  | electronic scale | pocket scale |  | IW | 86#1F-Small Wind Turbine Lab | I | 2020-03-11 | 2021-03-10 | JSMI | Closed | 封存； | 电子秤
EC4952 |  | disk |  |  | SH Lab | 86#3F-Construction test lab (Ⅱ) | II | 2020-08-15 | 2021-08-14 | EC JK | Closed |  | 圆盘
EC4953 |  | rod |  |  | SH Lab | 86#3F-Construction test lab (Ⅱ) | II | 2020-08-15 | 2021-08-14 | EC JK | Closed |  | 棒
EC4954 | 1 | EVSE adapter test box and thermal test box |  |  | IW BJ | BJ IW test lab | II | 2019-03-06 | — | ES HG | Stop to use |  | EVSE 测试盒
EC4954 | 2 | EVSE adapter test box and thermal test box（adapter test box） |  |  | IW BJ | BJ IW test lab | II | 2019-03-06 | — | ES HG | Stop to use |  | EVSE 测试盒
EC4955 |  | Push-pull scale | FB-300N | 285241 | SH Lab | 86#4F-Multimedia test lab | I | 2019-09-26 | 2020-09-25 | JSMI | Calibrating |  | 推拉力计
EC4956 |  | resistence of Power | 定制 |  | IW BJ | BJ IW test lab | II | 2016-08-21 | — | ES HG | Out of service | 封存 | 电源输出模拟阻抗
EC4957 |  | air pressure meter | Y-63BFE 1MP | 201208413 | IW | 86#1F-Small Wind Turbine Lab | I | 2020-03-13 | 2021-03-12 | SIMT | Closed | 封存 | 空气压力表
EC4958 |  | Temp meter | F568 | 19950031 | SH Lab | 51#7F-PPT test lab | I | 2020-09-02 | 2021-09-01 | SIMT | Closed |  | 红外线测温仪
EC4959 |  | High Voltage Probes | P6015A | C067270 | SH Lab | 85#5F-ACCE & LUM test lab | I | 2020-09-14 | 2021-09-13 | SIMT | Closed | 用于雷击浪涌测试 | 高压探头
EC4960 |  | High Voltage Probes | P6015A | C067275 | SH Lab | 85#5F-ACCE & LUM test lab | I | 2014-12-25 | — | SIMT | Out of service | 用于雷击浪涌测试 | 高压探头
EC4961 |  | High Voltage Differential Probes | P5210A | C010679 | SH Lab | 85#5F-ACCE & LUM test lab | I | 2013-09-05 | — | SIMT | Out of service | 用于雷击浪涌测试 | 高压差分探头
EC4962 |  | Test cabinet |  |  | SH Lab | 51#7F-LUM test lab | II | 2020-09-06 | 2021-09-05 | EC JK | Closed |  | 发热测试箱
EC4963 |  | gauge for flat and round pin plugs |  |  | SH Lab | 85#5F-Gauge room | II | 2019-11-05 | 2020-11-04 | ES AW | Closed | 两个量规上分别刻字: Fig.F1 A-A; Fig.F1 B-B | 扁插和圆插插头的测试量规
EC4964 |  | Shaking table | DC-300-3 | 120832 | SH Lab | 86#2F-Power supply test lab | I | 2019-10-16 | 2020-10-15 | JSMI | Calibrating | ver 4.0.3.0 | 振动台
EC4965 |  | power supply | 60KVA |  | SH Lab | 85#5F-ACCE & LUM test lab | I | 2020-01-08 | 2021-01-07 | SQI | Closed |  | 变频电源
EC4966 |  | DNI |  |  | SH Lab | Shibei PV lab | I | 2016-04-18 | — | NIM | Out of service | 封存； | 直射光辐射计
EC4966 | 1 | solar tracking |  |  | SH Lab | Shibei PV lab | III | 2012-08-29 | — | ES JH | Closed | CNAS整改不符合项,加急! | 太阳跟踪支架
EC4967 |  | DNI UVA,UVB |  |  | SH Lab | Shibei PV lab | I | 2015-03-23 | — | SIMT | Out of service | CNAS整改不符合项,加急! 现组里要求封存 2015.05.19 | UVA,UVB紫外直射辐射计
EC4968 |  | Milliohms meter | 3541 | 120911167 | SH Lab | 86#2F-Power supply test lab | I | 2020-03-10 | 2021-03-09 | JSMI | Closed |  | 毫欧计
EC4969 |  | Resistive and Capacitive Load |  |  | SH Lab | 86#1F-General test lab | II | 2019-10-19 | 2020-10-18 | ES AW | Closed |  | 阻容负载
EC4970 |  | CDN T2 | T2-RJ11 | 0912-20 | SH Lab | 86#4F-EMC test lab | I | 2019-09-23 | 2020-09-22 | SIMT | Calibrating |  | CDN T2
EC4971 |  | Data acquisition/switch unit | 34970A | MY44067555 | QD | Qindao test lab | II | 2020-09-06 | 2021-09-05 | ES AW | Closed | Agilent BenchLink Data Logger 3版本4.2.00 | 数据采集仪
EC4971 | 1 | module | 34970A | MY41149303 | QD | Qindao test lab | III | 2012-11-03 | — | ES AW | Closed | 购买后，可增加竞争优势，提供本地化测试服务，如不买，会降低竞争优势 | 模块
EC4971 | 2 | module | 34970A | MY41149271 | QD | Qindao test lab | III | 2012-11-03 | — | ES AW | Closed | 购买后，可增加竞争优势，提供本地化测试服务，如不买，会降低竞争优势 | 模块
EC4971 | 3 | module | 34970A | MY41149366 | QD | Qindao test lab | III | 2012-11-03 | — | ES AW | Closed | 购买后，可增加竞争优势，提供本地化测试服务，如不买，会降低竞争优势 | 模块
EC4972 |  | TYPE5 and TYPE12 IP tester |  |  | IW | 86#1F-Small Wind Turbine Lab | II | 2015-11-05 | — | ES CZ | Out of service |  | 美标TYPE 5 和TYPE 12防水测试设备
EC4973 |  | Residual Voltage Test Network |  |  | QD | Qindao test lab | II | 2020-05-24 | 2021-05-23 | ES AW | Closed | 青岛现有测试网络盒已不符合新的标准要求需要更换 | 残余电压测试网络
EC4974 |  | DC linear power source |  |  | QD | Qindao test lab | III | 2012-12-03 | — | ES AW | Closed | 做直流电气部件试验用，青岛目前没有该种设备。 | 直流线性电源
EC4975 |  | Vehicle Drive Over Test |  |  | IW BJ | 86#1F-Small Wind Turbine Lab | I | 2012-11-12 | 2013-11-11 | ES AW | Closed |  | 轮胎压过设备
EC4975 | 1 | Vehicle Drive Over Test |  |  | SH Lab | [5 empty] | Equipment arrived, waiting for acceptance check |  | 轮胎压过设备（用于测量轮胎气压的压力表）
EC4976 |  | peeling off tester |  |  | SH Lab | Shibei PV lab | I | 2020-06-09 | 2021-06-08 | JSMI | Closed | 英斯特朗 Instron | 材料剥离试验机
EC4977 |  | digital multimeter | F28-5 | 19460382 | SH Lab | 51#7F-LUM test lab | II | 2019-11-28 | 2020-11-27 | EC JZ | Closed |  | 数字型万用表
EC4978 |  | Flow Rate |  |  | SH Lab | 86#3F-Heating & motor test lab | I | 2019-06-23 | 2021-06-22 | SIMT | Closed |  | 流量计
EC4979 |  | Stopwatch | JD-3BII | 113 | SH Lab | 51#7F-LUM test lab | I | 2020-01-17 | 2021-01-16 | JSMI | Closed |  | 秒表
EC4980 |  | 5661a | HS5661A | 201232028 | SH Lab | 51#7F-LUM test lab | I | 2020-01-23 | 2021-01-22 | SIMT | Closed |  | 精密声级计
EC4981 |  | Variable Frequency Power Supply | 15KVA |  | SH Lab | 51#7F-LUM test lab | III | 2012-12-03 | — | ES AW | Repairing |  | 变频电源
EC4982 |  | Ambient Temperature and Humidity Tester | S320TH | S320TH545C | SH Lab | 86#1F-Luminary life test lab | I | 2018-03-01 | — | JSMI | Damaged | 报废 | 温湿度记录仪
EC4983 |  | Magnifier | XC-20L |  | SH Lab | 86#1F-General test lab | II | 2019-11-26 | 2020-11-25 | ES AW | Closed | 15/20倍各一只 | 放大镜（XC-20L）
EC4984 |  | Light meter | TES1339 | 120400989 | SH Lab | 86#2F-TCO test lab | I | 2020-05-20 | 2021-05-19 | JSMI | Closed |  | 照度计
EC4985 |  | Steel ball |  |  | SH Lab | 86#2F-TCO test lab | II | 2020-07-29 | 2021-07-28 | EC JZ | Closed | can not be found | 钢球
EC4986 |  | Standard Lamp D908S(3100K) | D908S(3100K) | 12020001 | SH Lab | 51#7F-LUM test lab | I | 2015-04-09 | 2021-04-08 | EVERFINE | Closed |  | 总光谱辐射通量标准灯 D908S(3100K)
EC4987 |  | Standard Lamp D908S(3100K) | D908S(3100K) | 12020010 | SH Lab | 51#7F-LUM test lab | I | 2012-11-29 | — | MFG | Out of service | 封存 | 总光谱辐射通量标准灯 D908S(3100K)
EC4988 |  | Standard Lamp D908S(3100K) | D908S(3100K) | 12020019 | SH Lab | 51#7F-LUM test lab | I | 2013-11-12 | — | MFG | Out of service | 封存 | 总光谱辐射通量标准灯 D908S(3100K)
EC4989 |  | Standard Lamp D215S(3100K) | D215S(3100K) | G119786CN1321114 | SH Lab | 51#7F-LUM test lab | I | 2012-11-29 | — | MFG | Out of service | 封存 | 总光谱辐射通量标准灯 D215S(3100K)
EC4990 |  | Standard Lamp D215S(3100K) | D215S(3100K) | G119786CN1321117 | SH Lab | 51#7F-LUM test lab | I | 2012-11-29 | — | MFG | Out of service | 封存 | 总光谱辐射通量标准灯 D215S(3100K)
EC4991 |  | Standard Lamp D215S(3100K) | D215S(3100K) | G119786CN1321118 | SH Lab | 51#7F-LUM test lab | I | 2013-11-12 | — | MFG | Out of service | 封存 | 总光谱辐射通量标准灯 D215S(3100K)
EC4992 |  | isolating transformer with Variable Transformer | 15KVA |  | SH Lab | 86#4F-Multimedia test lab | III | 2012-12-31 | — | ES AW | Closed |  | 隔离变压器带调压器
EC4993 |  | oven |  |  | SH Lab | Shibei PV lab | I | 2020-01-02 | 2021-01-01 | JSMI | Closed |  | 恒温箱
EC4994 |  | Height gauge | 192-670-10 （0~300)mm/0.01mm | 1211845 | CN FAC | 86#4F-Calibration room | I | 2020-01-03 | 2021-01-02 | JSMI | Closed |  | 高度尺 192-670-10
EC4995 |  | Depth Micrometer | 329-250-10（0~150mm） | 208124 | CN FAC | 86#4F-Calibration room | I | 2019-12-23 | 2020-12-22 | JSMI | Closed |  | 深度千分尺 329-250-10
EC4996 |  | Stopwatch | JD-3B11 | 113 | YY Eng | Yuyao test lab | I | 2020-04-20 | 2021-04-19 | CIXI | Closed |  | 秒表
EC4997 |  | Salt-fog chamber |  |  | SH Lab | 51#7F-PPT test lab | I | 2020-01-02 | 2021-01-01 | JSMI | Closed |  | 盐雾箱
EC4997 | 1 | PH meter | PHB-4 |  | PPT | 51#7F-PPT test lab | I | 2015-04-27 | — | SIMT | Out of service | 停用，改用EC4997-2 | PH计
EC4997 | 2 | PH Meter2 | 8601 | 1119211 | PPT | 51#7F-PPT test lab | I | 2020-08-31 | 2021-08-30 | JSMI | Closed |  | PH计
EC4998 |  | Torque Screwdriver | LTD120CN | 439102C | SH Lab | 85#5F-ACCE & LUM test lab | I | 2020-06-03 | 2021-06-02 | SIMT | Closed |  | 扭力螺丝刀
EC4999 |  | Integrating Sound Level Meter and Hand-Arm Vibration Meter | 2239-B | 2738863 | QD | Qindao test lab | I | 2020-01-16 | 2021-01-15 | SIMT | Closed | 户外设备试验中，噪音和振动测试需要用到，青岛目前噪音计EC4184仅适用于室内设备。 | 声级计
EC4999 | 1 | Prepolarized Condenser Microphone | 4188 | 2791216 | QD | Qindao test lab | I | 2020-01-16 | 2021-01-15 | SIMT | Closed | 户外设备试验中，噪音和振动测试需要用到，青岛目前噪音计EC4184仅适用于室内设备。 | 电容式传声器
EC4999 | 2 | Accelerometer calibrator | 4294 | 2811992 | QD | Qindao test lab | I | 2020-01-16 | 2021-01-15 | SIMT | Closed | 户外设备试验中，噪音和振动测试需要用到，青岛目前噪音计EC4184仅适用于室内设备。 | 加速度计校准器
EC4999 | 3 | Sound Calibrator Class 1 and LS 94 and 114 dB,1kHz | 4231 | 3005877 | QD | Qindao test lab | I | 2020-01-14 | 2021-01-13 | SIMT | Closed | 户外设备试验中，噪音和振动测试需要用到，青岛目前噪音计EC4184仅适用于室内设备。 | 1型声学校准器
EC4999 | 4 | Calibration Chart for Charge Accelerometer | 4505-A | 30573 | QD | Qindao test lab | I | 2020-01-16 | 2021-01-15 | SIMT | Closed | 户外设备试验中，噪音和振动测试需要用到，青岛目前噪音计EC4184仅适用于室内设备。 | 加速度校准器负载
EC5000 |  | Pressure Drop guage | PMP5076-TC-A3-CB-H0-PA:0-25psi D | 3339643 | SH Lab | 86#3F-Construction test lab (Ⅱ) | I | 2015-01-16 | — | SIMT | Out of service | 封存； | 压差传感器PMP5076-TC-A3-CB-H0-PA:0-25psi D
EC5001 |  | Multiple fucntion performance&safety chamber |  |  | SH Lab | 86#3F-Cooking & HVAC test lab | I | 2019-12-20 | 2020-12-19 | SIMT | Closed | VER2.05（冰箱测试），VER1.17（空调测试）(单测3.5~10米风速) | 多功能性能安规试验室
EC5001 | 1 | POWER | WT230 | 91M932545 | SH Lab | 86#3F-Cooking & HVAC test lab | I | 2019-12-20 | 2020-12-19 | SIMT | Closed | WT230 | 数字功率表
EC5001 | 2 | POWER | WT230 | 91M932546 | SH Lab | 86#3F-Cooking & HVAC test lab | I | 2019-12-20 | 2020-12-19 | SIMT | Closed | WT230 | 数字功率表
EC5001 | 3 | Multiple fucntion performance&safety chamber | XK3150（W） | s12201798 | SH Lab | 86#3F-Cooking & HVAC test lab | I | 2020-04-14 | 2021-04-13 | JSMI | Closed | None | 多功能性能安规试验室----天平秤
EC5001 | 4 | Multiple fucntion performance&safety chamber |  |  | SH Lab | 86#3F-Cooking & HVAC test lab | I | 2020-03-17 | 2021-03-16 | JSMI | Closed | None | 多功能性能安规试验室----喷嘴
EC5001 | 5 | Multiple fucntion performance&safety chamber |  |  | SH Lab | 86#3F-Cooking & HVAC test lab | III | 2013-12-13 | — | SIMT | Closed | 2014-9 改造一次，费用341853元 | 多功能性能安规试验室
EC5001 | 6 | Multiple fucntion performance&safety chamber |  |  | SH Lab | 86#3F-Cooking & HVAC test lab | III | 2014-12-12 | — | SIMT | Calibrating | 费用95500元,设备在万荣路防爆箱内。 | 多功能性能安规试验室-----吸风罩
EC5001 | 7 | Multiple fucntion performance&safety chamber |  |  | SH Lab | 86#3F-Cooking & HVAC test lab | I | 2020-01-07 | 2021-01-06 | JSMI | Closed | 376500元2017年定制PA17080016 | 多功能性能安规试验室----风量测试系统
EC5001 | 8 | AC power source | 31015T 15KVA | F312120014 | SH Lab | 86#3F-Cooking & HVAC test lab | III | 2012-12-21 | — | ES JX | Closed |  | 变频电源
EC5020 |  | WEDGE PROBE |  |  | SH Lab | 86#4F-Multimedia test lab | II | 2019-11-30 | 2020-11-29 | ES AW | Closed |  | 楔形探针
EC5021 |  | Metal roof |  |  | SH Lab | 85#5F-Battery test lab | III | 2012-12-02 | — | ES AW | Closed |  | 金属顶块
EC5022 |  | DC load |  |  | AV | 86#4F-Multimedia test lab | I | 2019-10-14 | 2020-10-13 | JSMI | Calibrating |  | 直流负载
EC5022 | 1 | DC load |  |  | AV | 86#4F-Multimedia test lab | I | 2019-12-17 | 2020-12-16 | JSMI | Closed |  | 直流负载
EC5023 |  | Current-carrying hoses test equ. |  |  | HA | Haining test lab | I | 2019-12-17 | 2020-12-16 | JSMI | Closed |  | 带电软管测试设备（抗压）
EC5023 | 1 | Current-carrying hoses test equ. |  |  | HA | 86#2F-Performance test lab | II | 2020-02-24 | 2021-02-23 | EC JK | Closed |  | 带电软管测试设备(挤压试验,压板1)
EC5023 | 2 | Current-carrying hoses test equ. |  |  | HA | 86#2F-Performance test lab | II | 2020-02-24 | 2021-02-23 | EC JK | Closed |  | 带电软管测试设备(挤压试验,压板2)
EC5023 | 3 | Current-carrying hoses test equ. |  |  | HA | 86#2F-Performance test lab | II | 2020-02-24 | 2021-02-23 | EC JK | Closed |  | 带电软管测试设备(挤压试验,压板3)
EC5023 | 4 | Current-carrying hoses test equ. |  |  | HA | 86#2F-Performance test lab | II | 2020-02-24 | 2021-02-23 | EC JK | Closed |  | 带电软管测试设备(挤压试验,压板4)
EC5024 |  | Current-carrying hoses test equ. |  |  | SH Lab | Haining test lab | II | 2019-12-17 | 2020-12-16 | JSMI | Closed |  | 带电软管测试设备（垂直弯曲）
EC5025 |  | Current-carrying hoses test equ. |  |  | SH Lab | Haining test lab | II | 2020-02-24 | 2021-02-23 | ES CZ | Closed |  | 带电软管测试设备（水平弯曲）
EC5026 |  | Current-carrying hoses test equ. |  |  | SH Lab | 86#3F-Heating & motor test lab | II | 2020-02-24 | 2021-02-23 | EC JZ | Closed |  | 带电软管测试设备（内部磨损）
EC5026 | 1 | Current-carrying hoses test equ. |  |  | HA | 86#3F-Cooking & HVAC test lab | I | 2019-03-26 | 2021-03-25 | SIMT | Closed |  | 带电软管测试设备（内部磨损，金属管浮子流量计）
EC5027 |  | Current-carrying hoses test equ. |  |  | SH Lab | Haining test lab | II | 2019-12-17 | 2020-12-16 | JSMI | Closed |  | 带电软管测试设备（扭曲）
EC5028 |  | Crushing, deformation & Voltage measurement system |  |  | SH Lab | 85#5F-Battery test lab | I | 2019-02-01 | — | JSMI | Out of service |  | 电池挤压、变形、电压综合测试台
EC5029 |  | Forced Internal short-circuit testing system |  |  | SH Lab | 85#5F-Battery test lab | I | 2019-12-30 | 2020-12-29 | JSMI | Closed |  | 单电池强制内部短路试验系统
EC5030 |  | Battery AC internal resistance tester | AT520 | 520001209067 | SH Lab | 51#7F-PPT test lab | I | 2020-02-03 | 2021-02-02 | JSMI | Closed |  | 电池交流内阻测试仪
EC5031 |  | time controller for trigger operation | 定制 |  | SH Lab | 86#1F-Garden tools test lab (Ⅰ) | II | 2020-01-08 | 2021-01-07 | ES AW | Closed |  | 扳机控制器
EC5032 |  | Digital torque tester | DNJ-300 （探头NJ-200） | 1212 | PPT | 51#7F-PPT test lab | I | 2020-07-27 | 2021-07-26 | JSMI | Closed |  | 数字扭矩测试仪（0-300N·M）
EC5033 |  | Conducted immunity system----voltage drop simulator | SKS-1130GT | 110312001E | SH Lab | 86#4F-EMC test lab | I | 2019-12-30 | 2020-12-29 | SIMT | Closed |  | Conducted immunity system----周波电压跌落模拟器
EC5033 | 1 | Conducted immunity system----wave generator | SKS-1206GB | 120311001J | SH Lab | 86#4F-EMC test lab | I | 2019-12-30 | 2020-12-29 | SIMT | Closed |  | Conducted immunity system----振铃波发生器
EC5033 | 2 | Conducted immunity system---surge generator | SKS-0506GB-30 | 051012001J | SH Lab | 86#4F-EMC test lab | I | 2020-03-25 | 2021-03-24 | SIMT | Closed |  | Conducted immunity system----雷击浪涌发生器
EC5033 | 3 | Conducted immunity system---group pulse generator | SKS-0404IB |  | SH Lab | 86#4F-EMC test lab | I | 2020-03-25 | 2021-03-24 | JSMI | Closed |  | Conducted immunity system---电快速瞬变脉冲群发生器
EC5035 |  | Steam Iron test apparatus |  |  | SH Lab | 51#7F-PPT test lab | II | 2019-12-30 | 2020-12-29 | ES AW | Closed | III类设备 | 蒸汽熨斗测试装置
EC5036 |  | multifunction machine hand testboard |  |  | SH Lab | 86#3F-Construction test lab (Ⅱ) | II | 2020-07-10 | 2021-07-09 | EC JZ | Closed |  | 多功能机械手测试台
EC5037 | 1 | Plywood base |  |  | SH Lab | 86#3F-Home appliance test lab | II | 2014-01-08 | — | ES AW | Out of service |  | 胶合板1.8mx1mx20mm
EC5037 | 2 | Plywood base |  |  | SH Lab | 86#3F-Home appliance test lab | II | 2014-01-08 | — | ES AW | Out of service |  | 胶合板1.8mx1mx20mm
EC5037 | 3 | Plywood base |  |  | SH Lab | 86#3F-Home appliance test lab | II | 2014-01-08 | — | ES AW | Out of service |  | 橡木板1.2mx1mx20mm
EC5037 | 4 | Plywood base |  |  | SH Lab | 86#3F-Home appliance test lab | II | 2014-01-08 | — | ES AW | Out of service |  | 橡木板1.2mx1mx20mm
EC5037 | 5 | Plywood base |  |  | SH Lab | 86#3F-Home appliance test lab | II | 2014-01-08 | — | ES AW | Out of service |  | 胶合板1.0mx1mx20mm
EC5038 |  | FLOWMETER | LZB-3WB | 4000118 | SH Lab | 86#1F-Material test lab | I | 2014-01-20 | — | SIMT | Disposal | 增加 105±5ml/Min，965±30ml/Min 两个刻度值。 | 转子流量计
EC5039 |  | electronic-type load 63201 | 63201直流电子负载 | 632010001701 | PV | Shibei PV lab | I | 2018-04-04 | — | JSMI | Out of service | 封存 | 电子负载 63201
EC5040 |  | DC Power source | 62024P-80-60 | 62024PA00856 | PV | Shibei PV lab | I | 2020-01-02 | 2021-01-01 | JSMI | Closed |  | 直流电源（62024P-80-60）
EC5041 | 1 | LEG |  |  | HA | 86#3F-Heating & motor test lab | II | 2020-01-24 | 2021-01-23 | ES AW | Closed |  | 腿
EC5041 | 2 | LEG |  |  | HA | 86#3F-Heating & motor test lab | II | 2020-01-24 | 2021-01-23 | ES AW | Closed |  | 腿
EC5042 |  | iron board tmp. |  |  | SH Lab | 86#3F-Heating & motor test lab | III | 2013-02-04 | — | ES AW | Closed |  | 电熨斗底板测温件
EC5043 |  | iron board tmp. |  |  | SH Lab | 86#3F-Heating & motor test lab | III | 2013-02-14 | — | ES AW | Closed |  | 电熨斗底板测温件
EC5044 |  | iron board tmp. |  |  | SH Lab | 86#3F-Heating & motor test lab | III | 2013-02-14 | — | ES AW | Closed |  | 电熨斗底板测温件
EC5045 |  | iron board tmp. |  |  | SH Lab | 86#3F-Heating & motor test lab | III | 2013-02-14 | — | ES AW | Closed |  | 电熨斗底板测温件
EC5046 |  | High Temperature Oven | SEG-021H |  | SH Lab | 86#1F-General test lab | II | 2020-01-03 | 2021-01-02 | ES AW | Closed |  | 高温烘箱
EC5047 |  | PLASTER BOARD |  |  | SH Lab | 86#2F-Power supply test lab | II | 2020-02-05 | 2021-02-04 | ES AW | Closed |  | 石膏挂板
EC5048 |  | 45 degree Thermostatic room | 定制 |  | LUM | 51#7F-LUM test lab | I | 2018-03-06 | — | JSMI | Disposal |  | 45摄氏度自动控制恒温房
EC5049 |  | voltage regulator | 7KVA |  | LUM | 51#7F-LUM test lab | III | 2013-03-04 | — | ES AW | Closed |  | 调压器
EC5050 |  | Bowl |  |  | YY | Yuyao test lab | III | 2013-03-13 | — | ES AW | Closed |  | 碗
EC5051 |  | Test chain | ACC. to IEC60598-1 4.26 | TC110429-11 | XM Lab | Xiamen test lab | III | 2013-02-28 | — | SIMT | Closed |  | 测试链
EC5052 |  | Test circuit for metal halide luminaires |  |  | XM Lab | Xiamen test lab | III | 2013-03-13 | — | ES AW | Closed |  | 金属卤化物灯具测试电路
EC5053 |  | Ball preasure tester |  |  | XM | Xiamen test lab | II | 2020-06-16 | 2021-06-15 | EC JZ | Closed |  | 球压测试仪
EC5054 |  | gauge |  |  | IW | 86#1F-Tools & machinery test lab | II | 2020-03-12 | 2021-03-11 | EC JK | Closed |  | 重块156N
EC5055 |  | gauge |  |  | IW | 86#1F-Tools & machinery test lab | II | 2020-03-12 | 2021-03-11 | EC JK | Closed |  | 重块89N
EC5056 |  | gauge |  |  | IW | 86#1F-Tools & machinery test lab | II | 2020-03-12 | 2021-03-11 | EC JK | Closed |  | 重块22.5N
EC5057 |  | Battery electronic loading equipment | PCBT-188-8D |  | PPT | 51#7F-PPT test lab | I | 2014-05-20 | — | SQI | Out of service |  | 电池加载设备
EC5058 |  | iorn plate for crush test |  |  | SH Lab | 86#4F-Multimedia test lab | II | 2020-04-10 | 2021-04-09 | EC JZ | Closed |  | CRUSH测试用铁块
EC5059 |  | Minimum face size probe |  |  | XM Lab | Xiamen test lab | II | 2020-01-27 | 2021-01-26 | EC JZ | Closed |  | 尺规
EC5060 |  | Ageing Rack | 定制 |  | SH Lab | 51#7F-LUM test lab | I | 2020-07-10 | 2021-07-09 | SETRI | Closed |  | 老化架（控制柜）
EC5060 | 1 | Ageing Rack | 定制 |  | SH Lab | 51#7F-LUM test lab | I | 2019-07-11 | 2020-07-10 | SETRI | Calibrating |  | 老化架（灯架）
EC5061 |  | AC Hi-Pot tester | ZHZ8-1KVA-5KV | N00874 | YY | Yuyao test lab | I | 2020-05-07 | 2021-05-06 | CIXI | Closed |  | 交流耐压仪
EC5062 |  | ErP switch cycle controlling device | 定制 |  | SH Lab | 51#7F-LUM test lab | II | 2020-05-08 | 2021-05-07 | ES AW | Closed | n/a | ErP灯具开关测试控制装置
EC5063 |  | IP tester for UL |  |  | IW | 86#1F-Washing M/C test lab | II | 2020-06-04 | 2021-06-03 | EC JK | Closed |  | IP防水测试设备
EC5063 | 1 | IP tester for UL |  |  | SH Lab | 86#1F-Material test lab | I | 2019-02-22 | 2021-02-21 | SIMT | Calibrating |  | IP防水测试设备（流量计）
EC5064 |  | AC Linear Power Source | KDF-11005G | F212110025 | YY | Yuyao test lab | III | 2013-04-24 | — | ES AW | Closed |  | 交流稳压电源
EC5064 | 1 | Variable Voltage Transformer |  | F212110025 | CIXI | Yuyao test lab | III | 2013-04-24 | — | ES AW | Closed | 杭州转移设备EH2191 | 调压器
EC5065 |  | Temperature and humidity recorder | Testo 174H | 36651638 | SH Lab | 51#7F-LUM test lab | I | 2020-07-17 | 2021-07-16 | JSMI | Closed | n/a | 温湿度记录仪（TESTO-174H）
EC5066 |  | non-connection gauge |  |  | SH ACCE | 85#5F-Gauge room | II | 2020-05-10 | 2021-05-09 | EC JZ | Closed | 两个gauge上分别标注D1，D2（see SANS164-1:2012 annex D) | 防接触规
EC5067 |  | non-connection gauge |  |  | SH ACCE | 85#5F-Gauge room | II | 2020-05-10 | 2021-05-09 | EC JZ | Closed | 两个gauge上分别标注D1，D2（see SANS164-1:2012 annex D) | 防接触规
EC5068 |  | densitometer (range 0 to 4.0) | ZM-312 | 3024 | CM | 51#7F-CM test lab | I | 2019-09-24 | 2020-09-23 | SIMT | Calibrating | Solution for CBTL finding (NCR03/04 ) | 光学浓度计
EC5069 |  | Pressure gage | Y-100B-F 0~0.1Mpa | XU12083786 | SH Lab | 86#3F-Cooking & HVAC test lab | I | 2020-06-04 | 2021-06-03 | JSMI | Closed |  | 压力表
EC5070 |  | Pressure gage | Y-100B-F 0~0.25Mpa | AQ12066699 | SH Lab | 86#3F-Cooking & HVAC test lab | I | 2020-06-04 | 2021-06-03 | JSMI | Closed |  | 压力表
EC5071 |  | Pressure gage | Y-100B-F 0~0.4Mpa | XU12087354 | SH Lab | 86#3F-Cooking & HVAC test lab | I | 2020-05-29 | 2021-05-28 | JSMI | Closed |  | 压力表
EC5072 |  | Pressure gage | Y-100B-F 0~1Mpa | XU12082943 | SH Lab | 86#3F-Cooking & HVAC test lab | I | 2020-05-29 | 2021-05-28 | JSMI | Closed |  | 压力表
EC5073 |  | Pressure gage | Y-100B-F 0~2.5Mpa | HK12036868 | SH Lab | 86#3F-Cooking & HVAC test lab | I | 2020-08-19 | 2021-08-18 | JSMI | Closed |  | 压力表
EC5074 |  | Pressure gage | Y-100B-F 0~4Mpa | XU120815016 | SH Lab | 86#3F-Cooking & HVAC test lab | I | 2015-05-29 | — | JSMI | Out of service |  | 压力表
EC5075 |  | Test probe |  |  | QD | Qindao test lab | II | 2020-05-10 | 2021-05-09 | EC JZ | Closed | 家电防触电检查用试验指，目前青岛没有此设备。 | Test probe
EC5076 |  | torque wrench | TS500A | 44130124 | SH Lab | 51#7F-PPT test lab | I | 2020-04-29 | 2021-04-28 | JSMI | Closed |  | 扭矩扳手
EC5077 |  | slide caliper | 0~200mm | 12020531 | SH ICT | 86#4F-EMC test lab | I | 2016-06-06 | — | JSMI | Out of service | 封存 2016.07.11 | 游标卡尺
EC5078 |  | CONE TOOL |  |  | SH Lab | 86#4F-Multimedia test lab | II | 2020-06-19 | 2021-06-18 | EC JK | Closed |  | 锥形
EC5079 |  | cord reel test apparatus |  |  | XM Lab | Xiamen test lab | II | 2020-06-16 | 2021-06-15 | ES AW | Closed |  | 卷线盘测试装置
EC5080 |  | Inspection plate |  |  | LAB | 86#4F-Calibration room | I | 2020-05-11 | 2021-05-10 | JSMI | Closed |  | 检验平板
EC5081 |  | spillage |  |  | SH Lab | 86#3F-Home appliance test lab | II | 2020-07-17 | 2021-07-16 | EC JK | Closed |  | 溢水测试设备
EC5082 |  | 100mm ball |  |  | SH Lab | 86#1F-Garden tools test lab (Ⅰ) | II | 2020-07-08 | 2021-07-07 | EC JK | Closed |  | 100mm 固体球
EC5083 |  | Test box for EN62384 Figure A.2 |  |  | SH Lab | 51#7F-LUM test lab | II | 2020-07-15 | 2021-07-14 | EC JK | Closed | / | EN62384 图A.2 测试盒
EC5084 |  | High Temperature Oven | LC-223 | 1010131131 | XM Lab | Xiamen test lab | I | 2020-03-19 | 2021-03-18 | XRCTT | Closed |  | 高温烘箱
EC5085 |  | Push Scale |  |  | QD | Qindao test lab | I | 2020-01-14 | 2021-01-13 | GRGT | Closed | 防触电测试使用，现有设备EC3497精度不够（最小刻度2N）。 | 管形推力计
EC5086 |  | Current transformer | AKH-0.66/G G-30*30I 30A/5A 0.2级 | 11307100810001 | SH Wind | BJ IW test lab | I | 2015-10-23 | — | JSMI | Out of service | 暂时停用，201507 | 电流互感器
EC5087 |  | Current transformer | AKH-0.66/G G-30*30I 30A/5A 0.2级 | 11307100810002 | SH Wind | BJ IW test lab | I | 2015-10-23 | — | JSMI | Out of service | 暂时停用，201507 | 电流互感器
EC5088 |  | Current transformer | AKH-0.66/G G-30*30I 30A/5A 0.2级 | 11307100810003 | SH Wind | 51#7F-SH Wind test lab | I | 2015-10-23 | — | JSMI | Out of service |  | 电流互感器
EC5089 |  | Grey scale |  |  | SH Lab | 51#7F-PPT test lab | III | 2013-07-29 | — | ES AW | Closed |  | AATCC标准的灰度尺（北美标准）
EC5090 |  | Gauge for lampholder |  |  | SH Lab | 51#7F-LUM test lab | II | 2019-12-05 | 2020-12-04 | EC JK | Closed | / | 灯座量规
EC5091 |  | Gauge for lampholder |  |  | SH Lab | 51#7F-LUM test lab | II | 2019-12-05 | 2020-12-04 | EC JK | Closed | / | 灯座量规
EC5092 |  | Gauge for lampholder |  |  | SH Lab | 51#7F-LUM test lab | II | 2019-12-05 | 2020-12-04 | EC JK | Closed | / | 灯座量规
EC5093 |  | Gauge for lampholder |  |  | SH Lab | 51#7F-LUM test lab | II | 2019-12-05 | 2020-12-04 | EC JK | Closed | 原量规报废，重新做量规 | 灯座量规
EC5094 |  | 6000 hrs control box of life test | 定制 |  | SH Lab | 51#7F-LUM test lab | II | 2020-08-07 | 2021-08-06 | EC JZ | Closed | n/a | 6000小时寿命控制盒
EC5095 |  | battery cycle tester | BT2000-30V/20A/8CH | 173907 | PS | 86#2F-Power supply test lab | I | 2018-06-12 | 2019-06-11 | JSMI | Calibrating |  | 30V20A电池循环测试仪
EC5096 |  | battery cycle tester | BT2000-5V/5A/24CH | 173899 | PS | 86#2F-Power supply test lab | I | 2019-10-14 | 2020-10-13 | JSMI | Calibrating |  | 5V5A电池循环测试仪
EC5097 |  | sand ball | 定制 |  | SH Lab | 86#3F-Heating & motor test lab | II | 2020-08-08 | 2021-08-07 | EC JZ | Closed |  | 砂球
EC5098 |  | tapeline | 5.0m/16ft | I9021034 | SH Lab | 51#7F-LUM test lab | III | 2015-01-09 | — | SQI | Closed |  | 卷尺(需计量)
EC5099 |  | Power transducer | S3-WD-3A-545OOBY | LG0249 | SH Wind | 51#7F-SH Wind test lab | I | 2014-12-15 | — | SIMT | Disposal |  | 功率变送器
EC5100 |  | integrating sphere temperature controller | TC-101，CL-220 | G119860CJ7331112 , G119861CJ7331112 | SH Lab | 51#7F-LUM test lab | I | 2020-07-15 | 2021-07-14 | JSMI | Closed | n/a | 积分球辅助温控器
EC5101 |  | AC/DC Power meter | 8775C1 | 871210055 | SH Lab | 51#7F-PPT test lab | II | 2020-08-09 | 2021-08-08 | EC JK | Closed | 电压电流：±0.25%Rdg+0.25%FS功率：cosφ=1.0，±（0.25%Rdg+0.25%FS),cosφ=0.5,±（0.5%Rdg+0.5%FS)频率：±0.2Hz,功率因素：±0.07 | AC/DC数字功率表40A
EC5102 |  | AC/DC Power meter | 8775C1 | 871210050 | SH Lab | 51#7F-PPT test lab | II | 2020-08-09 | 2021-08-08 | EC JK | Closed | 电压电流：±0.25%Rdg+0.25%FS功率：cosφ=1.0，±（0.25%Rdg+0.25%FS),cosφ=0.5,±（0.5%Rdg+0.5%FS)频率：±0.2Hz,功率因素：±0.07 | AC/DC数字功率表40A
EC5103 |  | Power transducer | S3-WD-3A-545OOBY | LG0249 | SH Wind | 51#7F-SH Wind test lab | I | 2013-07-29 | — | SIMT | Cancel | 该设备号多余，废弃。（实际设备编号EC5099） | 功率变送器
EC5104 |  | Data Acquisition/Switch Unit | 34970A | MY44070350 | SH Lab | 51#7F-PPT test lab | II | 2019-11-15 | 2020-11-14 | ES AW | Closed | Agilent BenchLink Data Logger 3版本4.2.00 | 数据采集仪34970A
EC5104 | 1 | Data Acquisition/Switch Module | 34901A | MY41155619 | SH Lab | 51#7F-PPT test lab | II | 2019-11-15 | 2020-11-14 | ES CZ | Closed |  | 数据采集仪模块34901A
EC5104 | 2 | Data Acquisition/Switch Module | 34901A | MY41175719 | SH Lab | 51#7F-PPT test lab | II | 2019-11-15 | 2020-11-14 | ES CZ | Closed |  | 数据采集仪模块34901A
EC5105 |  | Data Acquisition/Switch Unit | 34970A | MY44065418 | SH Lab | 51#7F-PPT test lab | II | 2019-10-20 | 2020-10-19 | ES AW | Closed | Agilent BenchLink Data Logger 3版本4.2.00 | 数据采集仪34970A
EC5105 | 1 | Data Acquisition/Switch Module | 34901A | MY41175572 | SH Lab | 51#7F-PPT test lab | II | 2019-10-20 | 2020-10-19 | ES CZ | Closed |  | 数据采集仪模块34901A
EC5105 | 2 | Data Acquisition/Switch Module | 34901A | MY41155617 | SH Lab | 51#7F-PPT test lab | II | 2019-10-20 | 2020-10-19 | ES CZ | Closed |  | 数据采集仪模块34901A
EC5106 |  | Fluke Multimeter 287 + Fluke i1010 AC/DC Clamp | Fluke 287 | 23910024 | PPT | 51#7F-PPT test lab | II | 2019-10-19 | 2020-10-18 | EC JZ | Closed |  | Fluke 287型万用表
EC5106 | 1 | Fluke Multimeter 287 + Fluke i1010 AC/DC Clamp | i1010 | 32830713 | PPT | 51#7F-PPT test lab | I | 2020-09-18 | 2021-09-17 | SIMT | Closed |  | Fluke i1010交直流电流钳
EC5107 |  | Data Acquisition/Switch Unit | 34970A | MY44077903 | SH Lab | 86#2F-Power supply test lab | II | 2019-10-20 | 2020-10-19 | ES AW | Closed | Agilent BenchLink Data Logger 3版本4.2.00 | 数据采集仪34970A
EC5107 | 1 | Armature Multiplexer Module for 34970A 20-Channel | 34901A | MY41164901 | SH Lab | 86#2F-Power supply test lab | III | 2017-10-21 | — | EC JK | Closed | 附属模块需要4个 | 数采模块34901A
EC5107 | 12 | Armature Multiplexer Module for 34970A 20-Channel | 34901A | MY41164901 | SH Lab | 86#2F-Power supply test lab | III | 2013-10-29 | — |  | Cancel | EC5107-12是空号，编号编错。 | 数采模块34901A
EC5107 | 2 | Armature Multiplexer Module for 34970A 20-Channel | 34901A | MY41164903 | SH Lab | 86#2F-Power supply test lab | III | 2017-10-21 | — | EC JK | Closed | 附属模块需要4个 | 数采模块34901A
EC5108 |  | Data Acquisition/Switch Unit | 34970A | MY44077918 | SH Lab | 86#2F-Power supply test lab | II | 2019-10-20 | 2020-10-19 | ES AW | Closed | Agilent BenchLink Data Logger 3版本4.2.00 | 数据采集仪34970A
EC5108 | 1 | Armature Multiplexer Module for 34970A 20-Channel | 34901A | MY41164908 | SH Lab | 86#2F-Power supply test lab | III | 2017-10-21 | — | EC JK | Closed | 附属模块需要4个 | 数采模块34901A
EC5108 | 2 | Armature Multiplexer Module for 34970A 20-Channel | 34901A | MY41164920 | SH Lab | 86#2F-Power supply test lab | III | 2017-10-21 | — | EC JK | Closed | 附属模块需要4个 | 数采模块34901A
EC5109 |  | Data Acquisition/Switch Unit | 34970A | MY44077922 | SH Lab | 86#3F-Heating & motor test lab | II | 2019-10-20 | 2020-10-19 | ES AW | Closed | Agilent BenchLink Data Logger 3版本4.2.00 | 数据采集仪
EC5109 | 1 | Acquisition card for Data Acquisition/Switch Unit | 34901A | MY41164933 | SH Lab | 86#3F-Heating & motor test lab | II | 2019-10-21 | 2020-10-20 | ES AW | Closed | 包含4块34901A通道板 | 数据采集仪附属模块34901A
EC5109 | 2 | Acquisition card for Data Acquisition/Switch Unit | 34901A | MY41164953 | SH Lab | 86#3F-Heating & motor test lab | II | 2019-10-21 | 2020-10-20 | ES AW | Closed | 包含4块34901A通道板 | 数据采集仪附属模块34901A
EC5110 |  | Data Acquisition/Switch Unit | 34970A | MY44077924 | SH Lab | 86#3F-Cooking & HVAC test lab | II | 2019-10-20 | 2020-10-19 | ES AW | Closed | Agilent BenchLink Data Logger 3版本4.2.00 | 数据采集仪
EC5110 | 1 | Acquisition card for Data Acquisition/Switch Unit | 34901A | MY41164962 | SH Lab | 86#3F-Cooking & HVAC test lab | II | 2019-10-21 | 2020-10-20 | ES AW | Closed | 包含4块34901A通道板 | 数据采集仪附属模块34901A
EC5110 | 2 | Acquisition card for Data Acquisition/Switch Unit | 34901A | MY41164979 | SH Lab | 86#3F-Cooking & HVAC test lab | II | 2019-10-21 | 2020-10-20 | ES AW | Closed | 包含4块34901A通道板 | 数据采集仪附属模块34901A
EC5111 |  | Data acquisition/switch unit | 34970A | MY44077931 | SH Lab | 51#7F-PPT test lab | II | 2019-10-20 | 2020-10-19 | ES AW | Closed | Agilent BenchLink Data Logger 3版本4.2.00 | HP仪 34970A
EC5111 | 1 | Data acquisition/switch unit board | 34901A | MY41165022 | SH Lab | 51#7F-PPT test lab | II | 2019-10-21 | 2020-10-20 | ES AW | Closed |  | 数据采集仪测试板
EC5111 | 2 | Data acquisition/switch unit board | 34901A | MY41165031 | SH Lab | 51#7F-PPT test lab | II | 2019-10-21 | 2020-10-20 | ES AW | Closed |  | 数据采集仪测试板
EC5111 | 3 | Data acquisition/switch unit board | 34901A | MY41165036 | SH Lab | 51#7F-PPT test lab | II | 2019-10-21 | 2020-10-20 | ES AW | Closed |  | 数据采集仪测试板
EC5112 |  | Data acquisition/switch unit | 34970A | MY44077936 | SH Lab | 51#7F-PPT test lab | II | 2019-10-20 | 2020-10-19 | ES AW | Closed | Agilent BenchLink Data Logger 3版本4.2.00 | HP仪 34970A
EC5112 | 1 | Data acquisition/switch unit board | 34901A | MY41165038 | SH Lab | 51#7F-PPT test lab | II | 2019-10-21 | 2020-10-20 | ES AW | Closed |  | 数据采集仪测试板
EC5112 | 2 | Data acquisition/switch unit board | 34901A | MY41165039 | SH Lab | 51#7F-PPT test lab | II | 2019-10-21 | 2020-10-20 | ES AW | Closed |  | 数据采集仪测试板
EC5112 | 3 | Data acquisition/switch unit board | 34901A | MY41165042 | SH Lab | 51#7F-PPT test lab | II | 2019-10-21 | 2020-10-20 | ES AW | Closed |  | 数据采集仪测试板
EC5113 |  | AC Linear Power Source | KDF-11005T | F313070128 | SH Lab | 86#3F-Cooking & HVAC test lab | III | 2013-09-25 | — | ES AW | Closed |  | 交流稳压电源
EC5114 |  | AC Linear Power Source | KDF-11005T | F313070129 | SH Lab | 86#3F-Heating & motor test lab | III | 2013-09-25 | — | ES AW | Closed |  | 交流稳压电源
EC5115 |  | AC Digital Power Meter | 8775A1 | 871304244 | SH Lab | 51#7F-PPT test lab | II | 2020-09-03 | 2021-09-02 | EC JK | Closed |  | 数字交流功率表8775A1
EC5116 |  | AC Digital Power Meter | 8775B1 | 871212228 | SH Lab | 51#7F-PPT test lab | II | 2020-09-03 | 2021-09-02 | EC JK | Closed |  | 数字交流功率表8775B1
EC5117 |  | AC/DC Digital Power Meter | WT310HC-H-C2/G5 | C2PH14047V | SH Lab | 86#2F-Power supply test lab | I | 2019-09-26 | 2020-09-25 | JSMI | Calibrating |  | 数字交直流功率表（WT310）
EC5118 |  | Digital power meter | WT310-H-C2/G5 （20A） | C2PF03001V | SH HEE | 86#4F-Multimedia test lab | I | 2019-12-16 | 2020-12-15 | JSMI | Closed |  | 数字功率表（WT310）
EC5119 |  | Digital Power Meter | WT310HC-H-C2/G5 | C2PH14046V | SH Lab | 51#7F-PPT test lab | I | 2019-11-29 | 2020-11-28 | JSMI | Closed |  | 数字功率表（WT310）
EC5120 |  | Digital Power Meter | WT310HC-H-C2/G5 | C2PH14048V | SH Lab | 86#3F-Heating & motor test lab | I | 2020-03-04 | 2021-03-03 | JSMI | Closed |  | 数字功率表（WT310）
EC5121 |  | Ambient Temperature and Humidity Tester | S320TH | S320TH545M | SH Lab | 85#5F-ACCE & LUM test lab | I | 2020-03-11 | 2021-03-10 | JSMI | Closed | 灯具光生物危害试验室*1 ; 灯具/附件试验室*1 | 温湿度记录仪
EC5122 |  | Ambient Temperature and Humidity Tester | S320TH | S320TH546I | SH Lab | 85#5F-ACCE & LUM test lab | I | 2020-09-08 | 2021-09-07 | JSMI | Closed | 灯具光生物危害试验室*1 ; 灯具/附件试验室*1 | 温湿度记录仪
EC5123 |  | Infrared camera | Ti10 | Ti10 -13010514 | CIXI | CIXI test lab | I | 2020-05-28 | 2021-05-27 | SIMT | Closed | EN60335-2-9 Cl11 测试用 | 红外热成像仪
EC5124 |  | Pressure/Vacuum Transducer Module | PV350 | 108870013 | QD | Qindao test lab | I | 2020-03-16 | 2021-03-15 | GRGT | Closed | 电动工具测试中记录压力使用，青岛目前没有该设备。 | 压力测试模块（Fluke PV350）
EC5125 |  | Thermometer | 52Ⅱ | 24700004 | QD | Qindao test lab | II | 2020-09-06 | 2021-09-05 | ES AW | Closed | 发热试验中使用，青岛目前没有此设备 | 点温计 （Fluke 52-Ⅱ）
EC5126 |  | Thin Film reference cell | AK-110 | 1100106 | SH Lab | Shibei PV lab | I | 2016-01-15 | — | NIM | Out of service | 封存，2016.3.6模拟标准太阳能电池AK-110 | 薄膜参考电池AK-110
EC5127 |  | Thin Film reference cell | AK-100 | 1000104 | SH Lab | Shibei PV lab | I | 2018-08-14 | 2021-08-13 | NIM | Closed | 2016.3.6模拟标准太阳能电池AK-100 | 薄膜参考电池AK-100
EC5128 |  | portable temperature recorder（GL820） | GL820 | H21169597 | SH Lab | 51#7F-CM test lab | II | 2019-10-20 | 2020-10-19 | EC JZ | Closed | 附加扩展连接模块和线 B-537 H20626159 | 便携式温度记录仪（GL820）
EC5128 | 1 | Extended module（B-538） | B-538 | H30544331 | SH Lab | 51#7F-CM test lab | II | 2019-10-24 | 2020-10-23 | ES AW | Closed |  | 扩展模块（B-538）
EC5128 | 2 | Extended module（B-538） | B-538 | H30544342 | SH Lab | 51#7F-CM test lab | II | 2019-10-24 | 2020-10-23 | ES AW | Closed |  | 扩展模块（B-538）
EC5128 | 3 | Extended module（B-538） | B-538 | H30544346 | SH Lab | 51#7F-CM test lab | II | 2019-10-24 | 2020-10-23 | ES AW | Closed |  | 扩展模块（B-538）
EC5129 |  | Variable Transformer | TDGC2J-5KVA 20A |  | XM Lab | Xiamen test lab | III | 2013-09-25 | — | ES AW | Closed |  | 调压器 5KVA
EC5130 |  | Variable Transformer | TDGC2J-5KVA 20A |  | SH Lab | 51#7F-CM test lab | III | 2013-09-25 | — | ES AW | Closed |  | 调压器 5KVA
EC5131 |  | Variable Transformer | TDGC2J-10KVA 40A |  | SH Lab | 86#3F-Cooking & HVAC test lab | III | 2013-09-25 | — | ES AW | Closed |  | 调压器 10KVA
EC5132 |  | Variable Transformer | TDGC2J-10KVA 40A |  | SH Lab | 86#3F-Cooking & HVAC test lab | III | 2013-09-25 | — | ES AW | Closed |  | 调压器 10KVA
EC5133 |  | Data Acquisition/Switch Unit 34970A | 34970A | MY44077630 | XM Lab | Xiamen test lab | II | 2019-12-17 | 2020-12-16 | ES AW | Closed | Agilent BenchLink Data Logger 3版本4.2.00 | 数据采集仪34970A
EC5133 | 1 | Thermal coupler module 34901A | 34901A | MY41177099 | XM Lab | Xiamen test lab | III | 2018-11-29 | — | EC JZ | Closed | 包括两块热耦测试板。 | 数据采集模块34901A
EC5133 | 2 | Thermal coupler module 34901A | 34901A | MY41176999 | XM Lab | Xiamen test lab | III | 2018-11-29 | — | EC JZ | Closed | 包括两块热耦测试板。 | 数据采集模块34901A
EC5134 |  | isolating transformer | DG-10KVA |  | XM Lab | Xiamen test lab | III | 2013-12-17 | — | ES AW | Closed |  | 隔离变压器（10KVA）
EC5135 |  | Variable Voltage Transformer | TDGC2-10KVA |  | XM Lab | Xiamen test lab | III | 2013-12-17 | — | ES AW | Closed |  | 调压器（10KVA）
EC5136 |  | Variable Voltage Transformer | TDGC2-6KVA |  | XM Lab | Xiamen test lab | III | 2013-12-17 | — | ES AW | Closed |  | 调压器（6KVA）
EC5137 |  | Variable Voltage Transformer | TDGC2-6KVA |  | XM Lab | Xiamen test lab | III | 2013-12-17 | — | ES AW | Closed |  | 调压器（6KVA）
EC5138 |  | Isolating Transformer | DG-6KVA |  | XM Lab | Xiamen test lab | III | 2013-12-17 | — | ES AW | Closed |  | 隔离变压器（6KVA）
EC5139 |  | Isolating transformer | DG-6KVA |  | XM Lab | Xiamen test lab | III | 2013-12-17 | — | ES AW | Closed | 与PA13080072所申购调压器配套使用 | 隔离变压器（6KVA）
EC5140 |  | Power meter | 8775A1 | 871308224 | XM Lab | Xiamen test lab | II | 2019-11-05 | 2020-11-04 | EC JK | Closed |  | 电参数测试仪8775A1
EC5141 |  | Power meter | 8775B1 | 871307301 | XM Lab | Xiamen test lab | I | 2020-01-09 | 2021-01-08 | JSMI | Closed |  | 电参数测试仪8775B1
EC5142 |  | Current transformer | MSQ-125 2000/5A |  | SH Wind | BJ IW test lab | I | 2013-11-18 | — | SIMT | Out of service | 暂时停用，201507 | 电流互感器 MSQ-125 2000/5 0.2S
EC5143 |  | Current transformer | MSQ-125 |  | SH Wind | BJ IW test lab | I | 2013-11-18 | — | SIMT | Out of service | 暂时停用，201507 | 电流互感器 MSQ-125 2000/5 0.2S
EC5144 |  | Current transformer | MSQ-125 |  | SH Wind | BJ IW test lab | I | 2013-11-18 | — | SIMT | Out of service | 暂时停用，201507 | 电流互感器 MSQ-125 2000/5 0.2S
EC5145 |  | Current transformer | MSQ-125 |  | SH Wind | BJ IW test lab | I | 2013-11-18 | — | SIMT | Out of service | 暂时停用，201507 | 电流互感器 MSQ-125 2000/5 0.2S
EC5146 |  | Current transformer | MSQ-125 |  | SH Wind | BJ IW test lab | I | 2013-11-18 | — | SIMT | Out of service | 暂时停用，201507 | 电流互感器 MSQ-125 2000/5 0.2S
EC5147 |  | Current transformer | MSQ-125 |  | SH Wind | BJ IW test lab | I | 2013-11-18 | — | SIMT | Out of service | 暂时停用，201507 | 电流互感器 MSQ-125 2000/5 0.2S
EC5148 |  | Current transformer | MSQ-30 |  | SH Wind | BJ IW test lab | I | 2018-02-01 | 2020-01-31 | JSMI | Calibrating |  | 电流互感器 MSQ-30 100/5 0.2S
EC5149 |  | Current transformer | MSQ-30 |  | SH Wind | BJ IW test lab | I | 2018-02-01 | 2020-01-31 | JSMI | Calibrating |  | 电流互感器 MSQ-30 100/5 0.2S
EC5150 |  | Current transformer | MSQ-30 |  | SH Wind | BJ IW test lab | I | 2018-02-01 | 2020-01-31 | JSMI | Calibrating |  | 电流互感器 MSQ-30 100/5 0.2S
EC5151 |  | Three-phase AC Frequency converter | KDF-33010T | F313100012 | SH Lab | 86#4F-Multimedia test lab | I | 2019-11-05 | 2020-11-04 | SQI | Closed |  | 三相变频电源 KDF-33010
EC5152 |  | PTL Spring Hammer | F 22.50 | 5130309 | SH Lab | 86#4F-Calibration room | II | 2020-09-10 | 2020-12-09 | EC JK | Closed |  | 弹簧冲击锤
EC5153 |  | Vernier Calipers | 200mm | 11092893 | SH ACCE | 85#5F-ACCE & LUM test lab | I | 2018-11-08 | — | JSMI | Disposal |  | 游标卡尺
EC5154 |  | Vernier Calipers | 200mm | 11110420 | SH ACCE | 85#5F-ACCE & LUM test lab | I | 2019-06-20 | — | JSMI | Disposal |  | 游标卡尺
EC5155 |  | Power transducer | JP4-C56-5-690P6023 | PAS1344C002 | SH Wind | BJ IW test lab | I | 2019-03-15 | 2021-03-14 | SIMT | Closed |  | 功率变送器 JP4-C56-5-690P6023
EC5156 |  | Power transducer | JP4-C56-5-690P6023 |  | SH Wind | BJ IW test lab | I | 2013-11-05 | — | BIM | Out of service | 暂时停用，201507 | 功率变送器 JP4-C56-5-690P6023
EC5158 |  | Test Hook |  |  | SH Lab | 85#5F-B5F Power distribution room | II | 2015-04-13 | — | ES HG | Out of service |  | 直角挂钩
EC5159 |  | Mandrel |  |  | SH ACCE | 85#5F-Gauge room | II | 2015-04-13 | — | ES HG | Out of service |  | 圆形棒
EC5160 | 1 | Single slot retention gauage | figure109.2 |  | SH ACCE | 85#5F-Gauge room | II | 2020-04-13 | 2021-04-12 | EC JZ | Closed |  | 插孔单孔保持力量规
EC5160 | 2 | Single slot retention gauage | figure109.2 |  | SH ACCE | 85#5F-Gauge room | II | 2020-04-13 | 2021-04-12 | EC JZ | Closed |  | 插孔单孔保持力量规
EC5161 | 1 | Depth gauage | CL817 Cl26.4 |  | SH ACCE | 85#5F-Gauge room | II | 2020-04-13 | 2021-04-12 | EC JZ | Closed |  | 深度测试量规
EC5161 | 2 | Depth gauage | CL817 Cl26.4 |  | SH ACCE | 85#5F-Gauge room | II | 2020-04-13 | 2021-04-12 | EC JZ | Closed |  | 深度测试量规
EC5162 | 1 | Push in terminal test gauage | UL498 cl133.3 |  | SH ACCE | 85#5F-Gauge room | II | 2020-04-13 | 2021-04-12 | EC JZ | Closed |  | 无螺纹端子测试用量规
EC5162 | 2 | Push in terminal test gauage | UL498 cl133.3 |  | SH ACCE | 85#5F-Gauge room | II | 2020-04-13 | 2021-04-12 | EC JZ | Closed |  | 无螺纹端子测试用量规
EC5162 | 3 | Push in terminal test gauage | UL498 cl133.3 |  | SH ACCE | 85#5F-Gauge room | II | 2020-04-13 | 2021-04-12 | EC JZ | Closed |  | 无螺纹端子测试用量规
EC5163 | 1 | Plug retention gauge | figure109.3 |  | SH ACCE | 85#5F-Gauge room | II | 2020-04-13 | 2021-04-12 | EC JZ | Closed |  | 最小保持力量规
EC5163 | 1 | Plug retention gauge (for receptacle) |  |  | SH ACCE | [5 empty] | Equipment arrived, waiting for acceptance check |  | 最小保持力量规（用于墙壁插座测试）
EC5163 | 2 | Plug retention gauge (for receptacle) | figure109.3 |  | SH ACCE | 85#5F-Gauge room | II | 2020-04-13 | 2021-04-12 | EC JZ | Closed |  | 最小保持力量规（用于墙壁插座测试）
EC5163 | 3 | Plug retention gauge (for receptacle) | figure109.3 |  | SH ACCE | 85#5F-Gauge room | II | 2020-04-13 | 2021-04-12 | EC JZ | Closed |  | 最小保持力量规（用于墙壁插座测试）
EC5163 | 4 | Plug retention gauge (for receptacle) | figure109.3 |  | SH ACCE | 85#5F-Gauge room | II | 2020-04-13 | 2021-04-12 | EC JZ | Closed |  | 最小保持力量规（用于墙壁插座测试）
EC5164 | 1 | Grounding contact test gauage | PIN A |  | SH ACCE | 85#5F-Gauge room | II | 2020-04-13 | 2021-04-12 | EC JZ | Closed |  | 接地孔测试量规123.1
EC5164 | 2 | Grounding contact test gauage | PIN B |  | SH ACCE | 85#5F-Gauge room | II | 2020-04-13 | 2021-04-12 | EC JZ | Closed |  | 接地孔测试量规123.1
EC5164 | 3 | Grounding contact test gauage | Weight 2.27 |  | SH ACCE | 85#5F-Gauge room | II | 2020-04-13 | 2021-04-12 | EC JZ | Closed |  | 接地孔测试量规123.2
EC5165 | 1 | Obstruction test gauage | 5-15p |  | SH ACCE | 85#5F-Gauge room | II | 2020-04-13 | 2021-04-12 | EC JZ | Closed |  | 防误插测试量规
EC5165 | 2 | Obstruction test gauage | 6-15P |  | SH ACCE | 85#5F-Gauge room | II | 2020-04-13 | 2021-04-12 | EC JZ | Closed |  | 防误插测试量规
EC5165 | 3 | Obstruction test gauage | 5-20p |  | SH ACCE | 85#5F-Gauge room | II | 2020-04-13 | 2021-04-12 | EC JZ | Closed |  | 防误插测试量规
EC5165 | 4 | Obstruction test gauage | 6-20P |  | SH ACCE | 85#5F-Gauge room | II | 2020-04-13 | 2021-04-12 | EC JZ | Closed |  | 防误插测试量规
EC5166 | 1 | Plug retention gauge | 1-15p |  | SH ACCE | 85#5F-Gauge room | II | 2020-04-13 | 2021-04-12 | EC JZ | Closed |  | 最小保持力量规
EC5166 | 2 | Plug retention gauge | 2-15P |  | SH ACCE | 85#5F-Gauge room | II | 2020-04-13 | 2021-04-12 | EC JZ | Closed |  | 最小保持力量规
EC5166 | 3 | Plug retention gauge | 5-20p |  | SH ACCE | 85#5F-Gauge room | II | 2020-04-13 | 2021-04-12 | EC JZ | Closed |  | 最小保持力量规
EC5166 | 4 | Plug retention gauge | 6-20P |  | SH ACCE | 85#5F-Gauge room | II | 2020-04-13 | 2021-04-12 | EC JZ | Closed |  | 最小保持力量规
EC5167 | 1 | Preconditioning gauage | 5-15p |  | SH ACCE | 85#5F-Gauge room | II | 2020-04-13 | 2021-04-12 | EC JZ | Closed |  | 预处理用量规
EC5167 | 2 | Preconditioning gauage | 5-20p |  | SH ACCE | 85#5F-Gauge room | II | 2020-04-13 | 2021-04-12 | EC JZ | Closed |  | 预处理用量规
EC5167 | 3 | Preconditioning gauage | 6-15P |  | SH ACCE | 85#5F-Gauge room | II | 2020-04-13 | 2021-04-12 | EC JZ | Closed |  | 预处理用量规
EC5167 | 4 | Preconditioning gauage | 6-20P |  | SH ACCE | 85#5F-Gauge room | II | 2020-04-13 | 2021-04-12 | EC JZ | Closed |  | 预处理用量规
EC5168 |  | Oscilloscope | DPO3012 | C024079 | SH Medical | 51#7F-CM test lab | I | 2019-12-11 | 2020-12-10 | JSMI | Closed |  | 示波器（DPO3012）
EC5169 | 1 | Plug withdrawl gauge | 1-15p |  | SH ACCE | 85#5F-Gauge room | II | 2020-04-13 | 2021-04-12 | EC JZ | Closed |  | 最大拔出力量规
EC5169 | 2 | Plug withdrawl gauge | 5-15P |  | SH ACCE | 85#5F-Gauge room | II | 2020-04-13 | 2021-04-12 | EC JZ | Closed |  | 最大拔出力量规
EC5169 | 3 | Plug withdrawl gauge | 5-20p |  | SH ACCE | 85#5F-Gauge room | II | 2020-04-13 | 2021-04-12 | EC JZ | Closed |  | 最大拔出力量规
EC5169 | 3 | Plug withdrawl gauge |  |  | SH ACCE | [5 empty] | Equipment arrived, waiting for acceptance check |  | 最大拔出力量规
EC5169 | 4 | Plug withdrawl gauge | 6-15P |  | SH ACCE | 85#5F-Gauge room | II | 2020-04-13 | 2021-04-12 | EC JZ | Closed |  | 最大拔出力量规
EC5169 | 5 | Plug withdrawl gauge | 6-20P |  | SH ACCE | 85#5F-Gauge room | II | 2020-04-13 | 2021-04-12 | EC JZ | Closed |  | 最大拔出力量规
EC5170 | 1 | gauge |  |  | SH Lab | 86#4F-Multimedia test lab | II | 2019-12-06 | 2020-12-05 | EC JZ | Closed |  | 圆柱塞规（33.5mm）
EC5170 | 10 | gauge（5mm） |  |  | SH Lab | 86#4F-Multimedia test lab | II | 2019-12-06 | 2020-12-05 | EC JZ | Closed |  | 圆柱塞规
EC5170 | 11 | gauge（5.5mm） |  |  | SH Lab | 86#4F-Multimedia test lab | II | 2019-12-06 | 2020-12-05 | EC JZ | Closed |  | 圆柱塞规
EC5170 | 12 | gauge（6mm） |  |  | SH Lab | 86#4F-Multimedia test lab | II | 2019-12-06 | 2020-12-05 | EC JZ | Closed |  | 圆柱塞规
EC5170 | 13 | gauge（6.5mm） |  |  | SH Lab | 86#4F-Multimedia test lab | II | 2019-12-06 | 2020-12-05 | EC JZ | Closed |  | 圆柱塞规
EC5170 | 14 | gauge（7mm） |  |  | SH Lab | 86#4F-Multimedia test lab | II | 2019-12-06 | 2020-12-05 | EC JZ | Closed |  | 圆柱塞规
EC5170 | 15 | gauge（7.5mm） |  |  | SH Lab | 86#4F-Multimedia test lab | II | 2019-12-06 | 2020-12-05 | EC JZ | Closed |  | 圆柱塞规
EC5170 | 16 | gauge（8mm） |  |  | SH Lab | 86#4F-Multimedia test lab | II | 2019-12-06 | 2020-12-05 | EC JZ | Closed |  | 圆柱塞规
EC5170 | 2 | gauge |  |  | SH Lab | 86#4F-Multimedia test lab | II | 2019-12-06 | 2020-12-05 | EC JZ | Closed |  | 圆柱塞规(1mm)
EC5170 | 2 | gauge（1.5mm） |  |  | SH Lab | [5 empty] | Equipment arrived, waiting for acceptance check |  | 圆柱塞规
EC5170 | 3 | gauge（1.5mm） |  |  | SH Lab | 86#4F-Multimedia test lab | II | 2019-12-06 | 2020-12-05 | EC JZ | Closed |  | 圆柱塞规
EC5170 | 4 | gauge（2mm） |  |  | SH Lab | 86#4F-Multimedia test lab | II | 2019-12-06 | 2020-12-05 | EC JZ | Closed |  | 圆柱塞规
EC5170 | 5 | gauge（2.5） |  |  | SH Lab | 86#4F-Multimedia test lab | II | 2019-12-06 | 2020-12-05 | EC JZ | Closed |  | 圆柱塞规
EC5170 | 6 | gauge（3mm） |  |  | SH Lab | 86#4F-Multimedia test lab | II | 2019-12-06 | 2020-12-05 | EC JZ | Closed |  | 圆柱塞规
EC5170 | 7 | gauge（3.5） |  |  | SH Lab | 86#4F-Multimedia test lab | II | 2019-12-06 | 2020-12-05 | EC JZ | Closed |  | 圆柱塞规
EC5170 | 8 | gauge（4mm) |  |  | SH Lab | 86#4F-Multimedia test lab | II | 2019-12-06 | 2020-12-05 | EC JZ | Closed |  | 圆柱塞规
EC5170 | 9 | gauge（4.5mm） |  |  | SH Lab | 86#4F-Multimedia test lab | II | 2019-12-06 | 2020-12-05 | EC JZ | Closed |  | 圆柱塞规
EC5171 |  | Stopwatch | JD-3BII |  | SH Lab | 86#3F-Heating & motor test lab | I | 2020-01-06 | 2021-01-05 | JSMI | Closed |  | 秒表
EC5172 |  | High Voltage probe | P6015A | C069258 | CN FAC | 86#4F-Calibration room | I | 2020-01-17 | 2021-01-16 | SIMT | Closed |  | 高压探头（P6015A）
EC5173 |  | Oscilloscope | DPO 3032 | C025266 | CN FAC | 86#4F-Calibration room | I | 2020-06-09 | 2021-06-08 | SQI | Closed |  | 示波器DPO3032
EC5174 |  | ImpulseVoltage Generator | ET61730-2-12KV |  | SH PV | Shibei PV lab | I | 2020-01-09 | 2021-01-08 | JSMI | Closed | 品牌：伊缇尔，重申固定资产编号EC5174WX-1 | 脉冲电压发生器
EC5175 |  | Vector Signal Generator | N5182B | MY53050393 | SH ICT | 86#4F-EMC test lab | I | 2020-03-17 | 2021-03-16 | CEPREI | Closed |  | 矢量信号源
EC5176 |  | WLAN/BT tester | IQxel 160 | IQXL05506 | SH ICT | 86#4F-EMC test lab | I | 2020-01-17 | 2021-01-16 | SQI | Closed | 含Nettest Box | 蓝牙/wifi测试仪表 IQxel 160
EC5177 |  | 3 phase Insulation Variable Transformer | 定制 | SG-16.2KVA | SH ICT | 86#4F-Multimedia test lab | III | 2014-04-01 | — | ES LLS | Closed |  | 三相可调压隔离变压器
EC5178 |  | Lamps aging room | 定制 |  | XM Lab | Xiamen test lab | I | 2020-06-15 | 2021-06-14 | LISAI | Closed |  | 灯具老化房
EC5179 |  | DC POWER SOURCE | 62012P-100-50 | 62012PE01282 | SH Lab | 85#5F-ACCE & LUM test lab | I | 2019-12-17 | 2020-12-16 | JSMI | Closed |  | 直流源（62012P-100-50）
EC5180 |  | Labsphere Standard Lamp | SCL-1400 | SCL-1400-A125 | LUM | 51#7F-LUM test lab | I | 2013-11-18 | — | MFG | Out of service | 2017.11停用封存 | Labsphere标准灯 SCL-1400
EC5181 |  | Pressure Container |  |  | HA | 86#3F-Home appliance test lab | I | 2013-12-23 | — | SIMT | Out of service |  | 压力罐+压力表
EC5182 | 1 | Electrical battery testing device | BTS-5V1mA-8 |  | Retailer | 51#7F-PPT test lab | I | 2020-03-17 | 2021-03-16 | JSMI | Closed | Neware Technology Limited（新威尔） | 电池测试设备5V1mA
EC5182 | 2 | Electrical battery testing device | BTS-5V1mA-8 |  | Retailer | 51#7F-PPT test lab | I | 2020-03-17 | 2021-03-16 | JSMI | Closed | Neware Technology Limited（新威尔） | 电池测试设备5V1mA
EC5182 | 3 | Electrical battery testing device | BTS-5V1mA-8 |  | Retailer | 51#7F-PPT test lab | I | 2020-03-17 | 2021-03-16 | JSMI | Closed | Neware Technology Limited（新威尔） | 电池测试设备5V1mA
EC5183 |  | Electrical battery testing device | BTS-5V5mA-8 |  | Retailer | 51#7F-PPT test lab | I | 2020-03-17 | 2021-03-16 | JSMI | Closed | Neware Technology Limited（新威尔） | 电池测试设备5V5mA
EC5184 | 1 | Electrical battery testing device | BTS-5V500mA-8 |  | Retailer | 51#7F-PPT test lab | I | 2020-03-17 | 2021-03-16 | JSMI | Closed | Neware Technology Limited（新威尔） | 电池测试设备5V500mA
EC5184 | 2 | Electrical battery testing device | BTS-5V500mA-8 |  | Retailer | 51#7F-PPT test lab | I | 2020-03-17 | 2021-03-16 | JSMI | Closed | Neware Technology Limited（新威尔） | 电池测试设备5V500mA
EC5185 | 1 | Electrical battery testing device | BTS-5V1A-8 |  | Retailer | 51#7F-PPT test lab | I | 2020-03-17 | 2021-03-16 | JSMI | Closed | Neware Technology Limited（新威尔） | 电池测试设备5V1A
EC5185 | 2 | Electrical battery testing device | BTS-5V1A-8 |  | Retailer | 51#7F-PPT test lab | I | 2020-03-17 | 2021-03-16 | JSMI | Closed | Neware Technology Limited（新威尔） | 电池测试设备5V1A
EC5186 | 1 | Electrical battery testing device | BTS-5V3A-8 |  | Retailer | 51#7F-PPT test lab | I | 2020-03-17 | 2021-03-16 | JSMI | Closed | Neware Technology Limited（新威尔） | 电池测试设备5V3A
EC5186 | 2 | Electrical battery testing device | BTS-5V3A-8 |  | Retailer | 51#7F-PPT test lab | I | 2020-03-17 | 2021-03-16 | JSMI | Closed | Neware Technology Limited（新威尔） | 电池测试设备5V3A
EC5187 |  | Current transformer | MSQ-40 150/5 0.2S | 5013125793 | SH Wind | 51#7F-SH Wind test lab | I | 2017-05-03 | 2019-05-02 | JSMI | Closed |  | 电流互感器MSQ-40 150/5 0.2S
EC5188 |  | Current transformer | MSQ-40 150/5 0.2S | 5013125794 | SH Wind | 51#7F-SH Wind test lab | I | 2017-02-24 | 2019-02-23 | JSMI | Closed |  | 电流互感器MSQ-40 150/5 0.2S
EC5189 |  | Current transformer | MSQ-40 150/5 0.2S | 5013125795 | SH Wind | 51#7F-SH Wind test lab | I | 2015-10-23 | 2017-10-22 | JSMI | Closed |  | 电流互感器MSQ-40 150/5 0.2S
EC5190 |  | voltage-stabilized source | APS-33022T | S213070051 | XM Lab | Xiamen test lab | III | 2015-01-29 | — | XMMI | Closed |  | 交流稳压电源
EC5191 |  | Labsphere Standard Lamp | SCL-1400 | SCL-1400-B125 | LUM | 51#7F-LUM test lab | I | 2013-11-18 | — | MFG | Out of service | 2017.11停用封存 | Labsphere标准灯 SCL-1400
EC5192 |  | Labsphere Standard Lamp | SCL-1400 | SCL-1400-C125 | LUM | 51#7F-LUM test lab | I | 2013-11-18 | — | MFG | Out of service | 2017.11停用封存 | Labsphere标准灯 SCL-1400
EC5193 |  | probe |  |  | SH Lab | 86#3F-Home appliance test lab | II | 2019-12-26 | 2020-12-25 | ES AW | Closed |  | 探针
EC5194 |  | Current transformer | MSQ-40 250/5 0.2S | 5013125797 | SH Wind | BJ IW test lab | I | 2018-08-28 | 2020-08-27 | JSMI | Closed |  | 电流互感器MSQ-40 250/5 0.2S
EC5195 |  | Current transformer | 电流互感器MSQ-40 250/5 0.2S | 5013125798 | SH Wind | BJ IW test lab | I | 2018-08-28 | 2020-08-27 | JSMI | Closed |  | 电流互感器MSQ-40 250/5 0.2S
EC5196 |  | Current transformer | MSQ-40 250/5 0.2S | 5013125799 | SH Wind | BJ IW test lab | I | 2018-08-28 | 2020-08-27 | JSMI | Closed |  | 电流互感器MSQ-40 250/5 0.2S
EC5197 |  | Leakage current tester | ST5540 | 131209859 | SH Medical | 86#4F-Multimedia test lab | I | 2019-12-12 | 2020-12-11 | SQI | Closed |  | 泄露电流测试仪（综合型）
EC5198 |  | Temperature and humidity recorder | ZJ1-2B | 201305138 | SH Lab | 86#4F-EMC test lab | I | 2020-03-04 | 2021-03-03 | JSMI | Closed |  | 温湿度记录仪 ZJ1-2B
EC5199 |  | Temperature and humidity recorder | ZJ1-2B | 201305116 | SH Lab | 86#1F-Material test lab | I | 2020-03-11 | 2021-03-10 | JSMI | Closed |  | 温湿度记录仪 ZJ1-2B
EC5200 |  | Isolating Transformer | TDGC2J-7 | 1401 | SH Medical | [5 empty] | Equipment arrived, waiting for acceptance check |  | 隔离调压器
EC5201 |  | Ambient Temperature and Humidity Tester | S320TH | S320TH550R | SH Lab | 86#2F-Power supply test lab | I | 2020-03-04 | 2021-03-03 | JSMI | Closed | LogPro V1.02 双语 | 温湿度记录仪S320TH
EC5202 |  | Ambient Temperature and Humidity Tester | S320TH | S320TH550N | SH Lab | 86#2F-Power supply test lab | I | 2020-03-11 | 2021-03-10 | JSMI | Closed |  | 温湿度记录仪S320TH
EC5203 |  | Digital Luxmeter | TES-1335 | 130403392 | SH Lab | 86#4F-EMC test lab | I | 2020-03-26 | 2021-03-25 | SIMT | Closed | Refer to EC2451 | 照度计 TES-1335
EC5204 |  | Digital Multimeter | 287C | 26080023 | SH Lab | 86#2F-Power supply test lab | II | 2020-01-24 | 2021-01-23 | EC JZ | Closed |  | 数字式万用表 Fluke287
EC5205 |  | Digital Multimeter | 287C | 26080016 | SH Lab | 86#2F-Power supply test lab | II | 2020-01-24 | 2021-01-23 | EC JZ | Closed |  | 数字式万用表 Fluke287
EC5206 |  | Luminaire rack for life test | EN60969 |  | SH Lab | 51#7F-LUM test lab | I | 2019-09-09 | 2020-09-08 | SETRI | Calibrating | Transfer from Hangzhou 2012.2.28 RMB28000.00 EH2088 | 灯泡老化架
EC5206 | 1 | Control tank | EN60969 |  | SH Lab | 51#7F-LUM test lab | II | 2015-09-09 | — | ES HG | Disposal | Transfer from Hangzhou 2012.2.28 EC2088-1 | 灯泡老化架控制柜
EC5207 |  | Luminaire rack for life test | EN60969 |  | SH Lab | 51#7F-LUM test lab | I | 2019-09-09 | 2020-09-08 | SETRI | Calibrating | Transfer from Hangzhou 2012.2.28 RMB27500.00 EH2134 | 灯泡老化架
EC5207 | 1 | Control tank | EN60969 |  | SH Lab | 51#7F-LUM test lab | II | 2015-09-09 | — | ES HG | Disposal | Transfer to Shanghai 2012.2.28 EH2134-1 | 灯泡老化架控制柜
EC5208 |  | variable transformer | TDGC2J-7.5 |  | SH Lab | 51#7F-LUM test lab | III | 2014-09-09 | — | ES HG | Closed | Transfer from Hangzhou 2012.2.28 RMB16930.00 EH2175 | 调压器
EC5209 |  | variable transformer | TDGC2J-7.5 |  | SH Lab | 51#7F-LUM test lab | III | 2014-09-09 | — | ES HG | Closed | Transfer from Hangzhou 2012.2.28 RMB200.00 EH2182 | 调压器
EC5210 |  | Pressure Metet |  |  | SH Lab | 86#1F-Water-proof test lab | I | 2014-03-06 | — | SIMT | Disposal |  | 压力表
EC5211 |  | Sweep function generator | AFG-2125 | EM910665 | SH HEE | 86#4F-Multimedia test lab | I | 2020-03-20 | 2021-03-19 | SIMT | Closed |  | 函数信号发生器 AFG2125
EC5212 |  | power supply | KDF-11005G | F313120062 | SH Medical | 86#2F-TCO test lab | I | 2020-05-14 | 2021-05-13 | JSMI | Closed |  | 倍频倍压电源
EC5213 |  | IEC/EN 61347-1 Amend.2 :2012 Figure N.1 |  |  | SH Lab | 85#5F-ACCE & LUM test lab | II | 2020-03-19 | 2021-03-18 | ES AW | Closed | More detail please contact Tim Su (Ext.518) | IEC/EN 61347-1 Amend.2 :2012 Figure N.1
EC5214 | 1 | tension sensor | TLJ-1-300N | 130610/ TY5S/A,14120-1 | HA | 51#7F-PPT test lab | I | 2017-05-04 | 2022-05-03 | JSMI | Closed | 环境温度：21-24℃(精度±2℃)；湿度：45%-55%(精度±3%)，气压：86 -106 kPa(精度±0.2kPa), 电子秤(精度0.01g)，其他设备参考最终技术协议 | 真空吸尘器除尘能力测试设备(力传感器）
EC5214 | 10 | Dust pick -up test chamber | WF1974，环境温度：21-24℃(精度±2℃)；湿度：45%-55%(精度±3%)，气压：86 -106 kPa(精度±0.2kPa), 电子秤(精度0.01g)，其他设备参考最终技术协议 |  | HA | 51#7F-PPT test lab | I | 2020-03-17 | 2021-03-16 | JSMI | Closed | VER1.1 | 真空吸尘器除尘能力测试房
EC5214 | 11 | steel rule | 600MM |  | HA | 51#7F-PPT test lab | III | 2015-04-20 | — | JSMI | Closed | 2015.06.22 | 钢尺
EC5214 | 12 | steel rule | 1290mm |  | HA | 51#7F-PPT test lab | III | 2015-04-20 | — | JSMI | Closed | 2015.06.22 | 钢尺
EC5214 | 13 | Digital pressure gage | DQY-T5W1-E | DH2014011001 | HA | 51#7F-PPT test lab | I | 2020-09-18 | 2021-09-17 | SIMT | Closed |  | 数字气体压力表
EC5214 | 14 | Power meter | WT310 | C2QC11099V | HA | 86#3F-Home appliance test lab | I | 2020-07-17 | 2021-07-16 | JSMI | Closed | 环境温度：21-24℃(精度±2℃)；湿度：45%-55%(精度±3%)，气压：86 -106 kPa(精度±0.2kPa), 电子秤(精度0.01g)，其他设备参考最终技术协议 | 真空吸尘器除尘能力测试设备(数字功率计）
EC5214 | 2 | tension sensor | TLJ-1-300N | 130636/ TY5S/A,14120-1 | HA | 51#7F-PPT test lab | I | 2017-05-04 | 2022-05-03 | JSMI | Closed | 环境温度：21-24℃(精度±2℃)；湿度：45%-55%(精度±3%)，气压：86 -106 kPa(精度±0.2kPa), 电子秤(精度0.01g)，其他设备参考最终技术协议 | 真空吸尘器除尘能力测试设备(力传感器）
EC5214 | 3 | photoelectric sensor | EE-SX671 | 1# | HA | 51#7F-PPT test lab | I | 2017-05-12 | 2022-05-11 | SIMT | Closed | 环境温度：21-24℃(精度±2℃)；湿度：45%-55%(精度±3%)，气压：86 -106 kPa(精度±0.2kPa), 电子秤(精度0.01g)，其他设备参考最终技术协议 | 真空吸尘器除尘能力测试设备(传感器1#）
EC5214 | 4 | photoelectric sensor | EE-SX671 | 2# | HA | 51#7F-PPT test lab | I | 2017-05-12 | 2022-05-11 | SIMT | Closed | 环境温度：21-24℃(精度±2℃)；湿度：45%-55%(精度±3%)，气压：86 -106 kPa(精度±0.2kPa), 电子秤(精度0.01g)，其他设备参考最终技术协议 | 真空吸尘器除尘能力测试设备(传感器2#）
EC5214 | 5 | photoelectric sensor | EE-SX671 | 3# | HA | 51#7F-PPT test lab | I | 2017-05-12 | 2022-05-11 | SIMT | Closed | 环境温度：21-24℃(精度±2℃)；湿度：45%-55%(精度±3%)，气压：86 -106 kPa(精度±0.2kPa), 电子秤(精度0.01g)，其他设备参考最终技术协议 | 真空吸尘器除尘能力测试设备(传感器3#）
EC5214 | 6 | photoelectric sensor | EE-SX671 | 4# | HA | 51#7F-PPT test lab | I | 2017-05-12 | 2022-05-11 | SIMT | Closed | 环境温度：21-24℃(精度±2℃)；湿度：45%-55%(精度±3%)，气压：86 -106 kPa(精度±0.2kPa), 电子秤(精度0.01g)，其他设备参考最终技术协议 | 真空吸尘器除尘能力测试设备(传感器4#）
EC5214 | 7 | Temperature and humidity recorder | HM314A | 131001542 | HA | 51#7F-PPT test lab | I | 2020-03-04 | 2021-03-03 | JSMI | Closed | 环境温度：21-24℃(精度±2℃)；湿度：45%-55%(精度±3%)，气压：86 -106 kPa(精度±0.2kPa), 电子秤(精度0.01g)，其他设备参考最终技术协议 | 真空吸尘器除尘能力测试设备(温湿度记录仪）
EC5214 | 8 | Temperature and humidity recorder | HM314A | 131001571 | HA | 51#7F-PPT test lab | I | 2020-03-04 | 2021-03-03 | JSMI | Closed | 环境温度：21-24℃(精度±2℃)；湿度：45%-55%(精度±3%)，气压：86 -106 kPa(精度±0.2kPa), 电子秤(精度0.01g)，其他设备参考最终技术协议 | 真空吸尘器除尘能力测试设备(温湿度记录仪）
EC5214 | 9 | Dust pick -up test equipment for vacuum cleaner |  |  | HA | 51#7F-PPT test lab | II | 2020-03-10 | 2021-03-09 | EC JZ | Closed | 环境温度：21-24℃(精度±2℃)；湿度：45%-55%(精度±3%)，气压：86 -106 kPa(精度±0.2kPa), 电子秤(精度0.01g)，其他设备参考最终技术协议 | 真空吸尘器除尘能力测试设备
EC5215 |  | Test corner |  |  | XM Lab | Xiamen test lab | III | 2014-02-20 | — | ES LLS | Closed |  | 测试角
EC5216 |  | Digital Caliper |  |  | HA | 51#7F-PPT test lab | I | 2020-03-06 | 2021-03-05 | JSMI | Closed |  | 游标卡尺
EC5217 |  | Digital temperature and humidity, air pressure recorder | DSR-THP | THP1401142141UB | SH Medical | 86#2F-MD test lab | I | 2020-05-13 | 2021-05-12 | JSMI | Closed |  | 数字式温湿度、气压记录仪
EC5218 |  | torque wrench | DB6N4-S | 309760D | SH Lab | 51#7F-CM test lab | I | 2019-02-28 | — | JSMI | Disposal |  | 扭力扳手
EC5219 |  | Digital Multimeter | 287C | 20270082 | SH Lab | 86#3F-Cooking & HVAC test lab | II | 2019-03-18 | — | EC JZ | Disposal |  | 数字万用表
EC5220 |  | Φ203mm Test box for Lampholder temperature rise |  |  | XM Lab | Xiamen test lab | III | 2014-03-21 | — | ES LWF | Closed |  | Φ203mm灯座温升测试盒
EC5221 |  | Φ152mm Test box for Lampholder temperature rise |  |  | XM Lab | Xiamen test lab | III | 2014-03-21 | — | ES LWF | Closed |  | Φ152mm灯座温升测试盒
EC5222 |  | Φ152mm Test box for Lampholder temperature rise |  |  | XM Lab | Xiamen test lab | III | 2014-03-21 | — | ES LWF | Closed |  | Φ152mm灯座温升测试盒
EC5223 |  | Digital Milliohm Meter | HIOKI 3541 | 140235067 | SH HEE | 86#4F-Multimedia test lab | I | 2020-05-18 | 2021-05-17 | JSMI | Closed |  | 毫欧表（日置3541）
EC5224 |  | Spring Hammer |  |  | CIXI | CIXI test lab | II | 2020-09-20 | 2020-12-19 | EC JK | Closed |  | 冲击锤
EC5225 |  | MettlerToledo | ME2002 |  | HA | 51#7F-PPT test lab | I | 2020-04-14 | 2021-04-13 | JSMI | Closed |  | ME2002梅特勒电子天平
EC5226 |  | Glass vessel | >10L |  | XM Lab | Xiamen test lab | III | 2014-04-25 | — | XRCTT | Closed |  | 玻璃缸
EC5227 |  | Spark generator | 定制 |  | XM Lab | Xiamen test lab | III | 2014-04-11 | — | ES LLS | Closed |  | 火花枪
EC5228 |  | thickness gauge | 0.05~1mm |  | SH Wind | 51#7F-SH Wind test lab | II | 2016-04-18 | — | ES CZ | Out of service | 东西在85#5F，封存 | 塞规
EC5229 |  | standard workbench | 定制 |  | LUM | 85#5F-ACCE & LUM test lab | III | 2014-04-22 | — | ES LLS | Closed | 价格：3500元 | 跌落测试木板
EC5230 |  | AC Linear Power Source | 5KVA |  | HA | 86#3F-Home appliance test lab | III | 2014-05-06 | — | JSMI | Closed |  | 5KVA 变频电源
EC5231 |  | Ageing Chamber | 定制 |  | LUM | 51#7F-LUM test lab | I | 2019-10-14 | 2020-10-13 | JSMI | Calibrating | 下次计量时间24小时 | 玻璃恒温箱
EC5232 | 1 | weight | 2KG |  | PV | Shibei PV lab | II | 2019-10-08 | 2020-10-07 | EC JZ | Closed |  | 砝码
EC5232 | 2 | weight | 2KG |  | PV | Shibei PV lab | II | 2019-10-08 | 2020-10-07 | EC JZ | Closed |  | 砝码
EC5233 |  | tapeline | 5M/16FTX19MM |  | SH Wind | 86#1F-Small Wind Turbine Lab | III | 2015-06-10 | — | SIMT | Closed | 2015.06.22 | 卷尺
EC5234 |  | tapeline | 5M/16FTX19MM |  | SH Wind | 86#1F-Small Wind Turbine Lab | III | 2014-05-06 | — | SIMT | Closed | 2015.06.22 | 卷尺
EC5235 |  | digital caliper | 200mm | 8-13100320 | SH Wind | 86#1F-Small Wind Turbine Lab | I | 2020-03-11 | 2021-03-10 | JSMI | Closed |  | 数显游标卡尺
EC5236 |  | Vacuum cleaner and dust receptacle | 伊莱克斯吸尘器 |  | HA | 51#7F-PPT test lab | III | 2014-05-12 | — | ES LWF | Closed |  | 吸尘器
EC5237 |  | digital caliper | 200mm | 8-13100387 | SH Wind | 86#1F-Small Wind Turbine Lab | I | 2020-03-11 | 2021-03-10 | JSMI | Closed |  | 数显游标卡尺
EC5238 | 1 | AC/DC digital power meter WT1801 | WT1801 | 91P409793 | LUM | 51#7F-LUM test lab | I | 2020-06-11 | 2021-06-10 | JSMI | Closed |  | AC/DC 数字功率计 WT1801
EC5238 | 10 | 0.3m/0.5m LED Integrating Sphere | 0.3m/0.5m | G118431CM5341161 | LUM | 51#7F-LUM test lab | III | 2014-07-28 | — | ES LLS | Closed | SPEKTRON 诗贝伦 R98涂层 侧开孔Φ100mm | 0.3米/0.5米 LED专用积分球
EC5238 | 2 | AC testing power source | DPS1010 | G119885CJ1341129 | LUM | 51#7F-LUM test lab | I | 2020-04-14 | 2021-04-13 | SIMT | Closed |  | 智能交流测试专用电源
EC5238 | 3 | AC testing power source | DPS1010 | G119885CJ1341128 | LUM | 51#7F-LUM test lab | I | 2020-04-14 | 2021-04-13 | SIMT | Closed |  | 智能交流测试专用电源
EC5238 | 4 | HAAS-2000 High Accuracy Array Spectroradio meter | HAAS-2000 | G112048TJ1341119 | LUM | 51#7F-LUM test lab | I | 2020-03-03 | 2021-03-02 | EVERFINE | Closed | 附带远方高精度快速光谱辐射计测试与分析软件 V2.00.242 | HAAS-2000 高精度快速光谱辐射计
EC5238 | 5 | WY305 DIGITAL CC&CV DC POWER SUPPLY | WY305 | G115986CD1331157 | LUM | 51#7F-LUM test lab | I | 2020-04-13 | 2021-04-12 | JSMI | Closed | 30V/5A | WY305 精密数显直流稳流稳压电源
EC5238 | 6 | PHOTO-2000F Faster Speed Photometer | PHOTO-2000F | G100735CF1341119 | LUM | 51#7F-LUM test lab | I | 2020-03-03 | 2021-03-02 | EVERFINE | Closed | 附带远方快速光度分析系统软件 V1.00.210_PHOTO-2000F | PHOTO-2000F 快速存储光度计
EC5238 | 7 | D062 Standard Light Source | D062 | M100278CF1341118 | LUM | 51#7F-LUM test lab | I | 2015-05-15 | — | EVERFINE | Out of service | 封存2017.2.28 | D062 通用标准光源
EC5238 | 8 | D215S Total spectral radiant flux standard lamp | D215S | M119786CD1331112 | LUM | 51#7F-LUM test lab | I | 2014-02-28 | — | MFG | Out of service | 组里要求封存，2015-5-11 | D215S 总光谱辐射通量标准灯
EC5238 | 9 | CIS-2000 Automatic Constant-Temperatured Integrating Sphere | CIS-2000 | G114021CM5341112 | LUM | 51#7F-LUM test lab | I | 2020-04-13 | 2021-04-12 | JSMI | Closed | 2.0m-积分球-R98-侧开孔Φ700mm | CIS-2000 自动恒温积分球（2M积分球）
EC5239 |  | 直流电阻测试仪 | JYR-10C | 1135660 | SH Wind | 86#1F-Small Wind Turbine Lab | I | 2020-04-17 | 2021-04-16 | JSMI | Closed | measuring range：0~0.1Ω （10A） | DC resistance tester
EC5240 |  | Digital conductivity meter | FE30 （电极LE703） | B348040365 | SH Lab | 86#1F-Material test lab | I | 2020-08-31 | 2021-08-30 | SIMT | Closed |  | 电导率仪
EC5242 |  | digital caliper | 200mm | 11110272 | SH Lab | 86#1F-Material test lab | I | 2020-06-10 | 2021-06-09 | JSMI | Closed |  | 数显游标卡尺
EC5243 |  | 1933 Daily Check Box | 1933 Daily Check Box | 800734 | SH Lab | 86#4F-Calibration room | I | 2020-06-22 | 2021-06-21 | JSMI | Closed |  | 1933 测试盒
EC5244 |  | resistance | 定制 5KΩ±2% |  | ICT | 86#4F-Multimedia test lab | II | 2020-06-13 | 2021-06-12 | EC JK | Closed |  | 电阻
EC5245 |  | resistance | 定制 5KΩ±2% |  | ICT | 86#4F-Multimedia test lab | II | 2020-06-13 | 2021-06-12 | EC JK | Closed |  | 电阻
EC5246 |  | resistance | 定制 2KΩ±2% |  | ICT | 86#4F-Multimedia test lab | II | 2020-06-13 | 2021-06-12 | EC JK | Closed |  | 电阻
EC5247 |  | resistance | 定制 2KΩ±2% |  | ICT | 86#4F-Multimedia test lab | II | 2020-06-13 | 2021-06-12 | EC JK | Closed |  | 电阻
EC5248 |  | resistance | 定制 350Ω±2% |  | ICT | 86#4F-Multimedia test lab | II | 2020-06-13 | 2021-06-12 | EC JK | Closed |  | 电阻
EC5249 |  | resistance | 定制 350Ω±2% |  | ICT | 86#4F-Multimedia test lab | II | 2020-06-13 | 2021-06-12 | EC JK | Closed |  | 电阻
EC5250 |  | Laser electronic theodolite | LP-402L | 31S00229 | SH Wind | 86#1F-IW test lab | I | 2014-06-24 | 2015-06-23 | SIMT | Closed |  | 激光电子经纬仪
EC5251 |  | test pin |  |  | SH Lab | 86#1F-Garden tools test lab (Ⅰ) | II | 2020-09-12 | 2021-09-11 | EC JK | Closed |  | 测试指
EC5252 |  | Three-phase active power transmitter | BD-4P | 11503250060001 | SH Wind | 86#1F-Small Wind Turbine Lab | I | 2018-01-02 | 2020-01-01 | CASC | Closed | 690V 5A 0~20mA | 三相有功功率变送器
EC5253 |  | Three-phase active power transmitter | BD-4P | 11405290720002 | SH Wind | 86#1F-Small Wind Turbine Lab | I | 2019-03-15 | 2021-03-14 | SIMT | Closed | 690V 5A 0~20mA | 三相有功功率变送器
EC5254 |  | Current transformer | AKH-0.66/K K-140*60 | 11406060360001 | SH Wind | 86#1F-Small Wind Turbine Lab | I | 2017-02-24 | 2019-02-23 | SIMT | Closed | 2500A/5A 10VA | 电流互感器
EC5255 |  | Current transformer | AKH-0.66/K K-140*60 | 11406060360002 | SH Wind | 86#1F-Small Wind Turbine Lab | I | 2017-02-24 | 2019-02-23 | SIMT | Closed | 2500A/5A 10VA | 电流互感器
EC5256 |  | Current transformer | AKH-0.66/K K-140*60 | 11406060360003 | SH Wind | 86#1F-Small Wind Turbine Lab | I | 2017-02-24 | 2019-02-23 | JSMI | Closed | 2500A/5A 10VA | 电流互感器
EC5257 |  | Current transformer | AKH-0.66/K K-140*60 | 11406060360004 | SH Wind | 86#1F-Small Wind Turbine Lab | I | 2019-03-13 | 2021-03-12 | JSMI | Closed | 2500A/5A 10VA | 电流互感器
EC5258 |  | Current transformer | AKH-0.66/K K-140*60 | 11406060360005 | IW BJ | 86#1F-Small Wind Turbine Lab | I | 2019-03-13 | 2021-03-12 | JSMI | Closed | 2500A/5A 10VA | 电流互感器
EC5259 |  | Current transformer | AKH-0.66/K K-140*60 | 11406060360006 | SH Wind | 86#1F-Small Wind Turbine Lab | I | 2017-03-10 | 2019-03-09 | JSMI | Closed | 2500A/5A 10VA | 电流互感器
EC5260 |  | Coupler 87300C | 87300C | 15545A | EMC | 86#4F-EMC test lab | III | 2014-06-23 | — | SIMT | Closed | 少配件，组里要求改为III类 | 耦合器 87300C
EC5261 |  | DIODE 33330B | 33330B | MY51340267 | SH ICT | 86#4F-EMC test lab | III | 2014-06-23 | — | SIMT | Closed | 组里要求改为III类 | 检波器 33330B
EC5262 |  | Pre-amplifier | AFS42-00101800-25-S-42 | 1845470 | SH ICT | 86#6F-Control room | I | 2020-06-11 | 2021-06-10 | CEPREI | Closed |  | 前置放大器
EC5263 |  | Digital Luxmeter TES-1335 | TES-1335 | 140105584 | SH HEE | 86#4F-Multimedia test lab | I | 2020-07-21 | 2021-07-20 | JSMI | Closed |  | 照度计 TES-1335
EC5264 |  | Atmospheric pressure gauge | DSR-THP-UB | THP1405152061UB | TD | 86#3F-Cooking & HVAC test lab | I | 2015-09-15 | — | JSMI | Out of service | 封存 2016.08.26 | 大气压力计
EC5265 |  | Bending moment test equipment |  |  | XM Lab | Xiamen test lab | I | 2020-06-22 | 2021-06-21 | LISAI | Closed |  | 弯矩测试设备
EC5266 |  | AC power surce | APC-2KB | C214050085 | SH Lab | 86#1F-Material test lab | I | 2020-07-10 | 2021-07-09 | SQI | Closed |  | 交流稳压电源
EC5267 |  | 振动&动平衡分析仪 | VIBXPERT II - 趋势配套，主机 VIB 5.317-2 | 32195 | SH Wind | 86#1F-IW test lab | I | 2014-07-14 | 2015-07-13 | SIMT | Closed | 振动和转速项目分别计量 | Vibration & dynamic balance collector
EC5268 |  | Pressure Drop guage | PMP5076-TC-A3-CB-H0-PA:0-25psi D | 3759851 | TD | 86#3F-Construction test lab (Ⅱ) | I | 2015-01-16 | — | SIMT | Out of service | 封存； | 压差传感器PMP5076-TC-A3-CB-H0-PA:0-25psi D
EC5269 |  | Temperature test box （lamp lengh 590mm） | 定制 |  | XM Lab | Xiamen test lab | II | 2020-06-16 | 2021-06-15 | EC JZ | Closed |  | 温升测试盒（灯管长度590毫米）
EC5270 |  | Temperature test box（lamp length 895mm） | 定制 |  | XM Lab | Xiamen test lab | II | 2020-06-16 | 2021-06-15 | EC JZ | Closed |  | 温升测试盒（灯管长度895毫米）
EC5271 |  | Temperature test box（lamp length 1199mm） | 定制 |  | XM Lab | Xiamen test lab | II | 2020-06-16 | 2021-06-15 | EC JZ | Closed |  | 温升测试盒（灯管长度1199毫米）
EC5272 |  | Temperature test box（lamp length 1500mm） | 定制 |  | XM Lab | Xiamen test lab | II | 2020-06-16 | 2021-06-15 | EC JZ | Closed |  | 温升测试盒（灯管长度1500毫米）
EC5273 |  | Pressure meter | YB-150A （0-0.6Mpa，0.4级） | VH140803206 | SH Lab | 51#7F-PPT test lab | I | 2014-09-05 | — | SIMT | Damaged |  | 压力表（0-0.6Mpa）
EC5274 |  | digital caliper | 200mm | 8-13120583 | SH ICT | 86#4F-Multimedia test lab | I | 2020-03-06 | 2021-03-05 | JSMI | Closed |  | 数显游标卡尺
EC5275 |  | digital caliper | 200mm | 8-13120353 | SH ICT | 86#4F-Multimedia test lab | I | 2020-03-06 | 2021-03-05 | JSMI | Closed |  | 数显游标卡尺
EC5276 |  | Calibrated fuselink | 定制 （BS1363-1） | NO.07-09-350 | ACCE | 85#5F-ACCE & LUM test lab | II | 2015-07-29 | — | ES CZ | Disposal |  | 标准保险丝
EC5277 |  | Calibrated fuselink | 定制（BS1363-1） | NO.07-09-351 | ACCE | 85#5F-ACCE & LUM test lab | II | 2015-07-29 | — | ES CZ | Disposal |  | 标准保险丝
EC5278 |  | Calibrated fuselink | 定制（BS1363-1） | NO.07-09-352 | ACCE | 85#5F-ACCE & LUM test lab | II | 2015-07-29 | — | ES CZ | Disposal |  | 标准保险丝
EC5279 |  | Air Flowmeter | LZB-6 |  | SH Lab | 86#1F-Environment test lab | I | 2018-08-08 | 2020-08-07 | SIMT | Calibrating | LZB-6 | 玻璃浮子流量计
EC5280 |  | Air Flowmeter | LZB-10 |  | ACCE | 86#1F-Environment test lab | I | 2018-08-08 | 2020-08-07 | SIMT | Calibrating | LZB-10 | 玻璃浮子流量计
EC5281 |  | shaft laser alignment | OPTALIGN smart RS 风电标准配置 （主机：ALI12.200） | 54326239 | SH Wind | 86#1F-Small Wind Turbine Lab | I | 2014-09-12 | 2015-09-11 | JSMI | Closed |  | 激光对中仪
EC5282 |  | surface cellingtermperature test apparatus | UL1598 FIGURE19.10.1 |  | XM Lab | Xiamen test lab | III | 2014-11-05 | — | ES LLS | Damaged |  | 温升测试天花板
EC5283 |  | test wall apparatus-wall surface luminaires | UL1598 FIGURE19.11.1 |  | XM Lab | Xiamen test lab | III | 2014-11-05 | — | ES LLS | Closed |  | 温升测试墙
EC5284 |  | surface wall temperature test apparature |  |  | SH Lab | 51#7F-LUM test lab | III | 2014-11-05 | — | ES HG | Closed |  | 温升测试墙
EC5285 |  | digital multimeter | FLUKE 287C | 22240071 | XM Lab | Xiamen test lab | II | 2020-08-28 | 2021-08-27 | EC JZ | Closed |  | 数字万用表FLUKE287C
EC5286 |  | flowmeter | OPTIFLUX4100W with IFC100w | H14212314 | PPT | 51#7F-PPT test lab | I | 2020-09-24 | 2022-09-23 | SIMT | Closed | 口径40mm | 电磁流量计
EC5287 |  | HB specimen gauge |  |  | SH Lab | 86#1F-Material test lab | II | 2019-10-09 | 2020-10-08 | ES AW | Closed | IEC60695-11-10 FIG9 | HB 试件量规
EC5288 |  | V specimen gauge | IEC60695-11-10 |  | SH Lab | 86#1F-Material test lab | II | 2019-10-09 | 2020-10-08 | ES AW | Closed |  | V 试件量规
EC5289 |  | clearance gauge | IEC60695-11-4 figure C1 |  | ACCE | 86#1F-Material test lab | II | 2019-10-09 | 2020-10-08 | ES AW | Closed | IEC60695-11-4 | 间隙量规
EC5290 |  | hydraulic pressure indicator | 10MPa |  | SH Lab | 86#3F-Cooking & HVAC test lab | I | 2020-08-19 | 2021-08-18 | JSMI | Closed |  | 压力表
EC5291 |  | hydraulic pressure indicator | 10MPa |  | ACCE | 86#3F-Home appliance test lab | I | 2020-08-19 | 2021-08-18 | JSMI | Closed |  | 压力表
EC5292 |  | torque screwdriver | N20LTDK |  | SH Lab | 86#3F-Home appliance test lab | I | 2016-09-26 | — | SQI | Out of service | N20LTDK | KANON 扭力起子
EC5293 |  | Vibration collector | vbInspector-CH16 | 92224 | RED Wind | 86#1F-Small Wind Turbine Lab | I | 2014-09-24 | 2015-09-23 | SIMT | Closed |  | 振动采集仪
EC5293 | 1 | Optical Phase / Speed Sensor | Mini VLS 211/N | 1021235-2013 | SH Wind | 86#1F-Small Wind Turbine Lab | I | 2014-11-21 | 2015-11-20 | MFG | Closed | 注：临时接收，待计量 | 激光转速传感器
EC5293 | 10 | Frequency acceleration sensor | TP100 | 40914 | SH Wind | 86#1F-Small Wind Turbine Lab | I | 2014-09-24 | 2015-09-23 | SIMT | Closed |  | 风机专用通频加速度传感器
EC5293 | 11 | Frequency acceleration sensor | TP100 | 40915 | SH Wind | 86#1F-Small Wind Turbine Lab | I | 2014-09-24 | 2015-09-23 | SIMT | Closed |  | 风机专用通频加速度传感器
EC5293 | 12 | Low frequency acceleration sensor | TP500 | 38189 | SH Wind | 86#1F-Small Wind Turbine Lab | I | 2014-09-24 | 2015-09-23 | SIMT | Closed |  | 风机专用低频加速度传感器
EC5293 | 13 | Low frequency acceleration sensor | TP500 | 38191 | SH Wind | 86#1F-Small Wind Turbine Lab | I | 2014-09-24 | 2015-09-23 | SIMT | Closed |  | 风机专用低频加速度传感器
EC5293 | 14 | Low frequency acceleration sensor | TP500 | 37633 | SH Wind | 86#1F-Small Wind Turbine Lab | I | 2014-09-24 | 2015-09-23 | SIMT | Closed |  | 风机专用低频加速度传感器
EC5293 | 15 | Low frequency acceleration sensor | TP500 | 37876 | SH Wind | 86#1F-Small Wind Turbine Lab | I | 2014-09-24 | 2015-09-23 | SIMT | Closed |  | 风机专用低频加速度传感器
EC5293 | 16 | Low frequency acceleration sensor | TP500 | 37884 | SH Wind | 86#1F-Small Wind Turbine Lab | I | 2014-09-24 | 2015-09-23 | SIMT | Closed |  | 风机专用低频加速度传感器
EC5293 | 17 | Low frequency acceleration sensor | TP500 | 37880 | SH Wind | 86#1F-Small Wind Turbine Lab | I | 2014-09-24 | 2015-09-23 | SIMT | Closed |  | 风机专用低频加速度传感器
EC5293 | 2 | Frequency acceleration sensor | TP100 | 40906 | SH Wind | 86#1F-Small Wind Turbine Lab | I | 2014-09-24 | 2015-09-23 | SIMT | Closed |  | 风机专用通频加速度传感器
EC5293 | 3 | Frequency acceleration sensor | TP100 | 43986 | SH Wind | 86#1F-Small Wind Turbine Lab | I | 2014-09-24 | 2015-09-23 | SIMT | Closed |  | 风机专用通频加速度传感器
EC5293 | 4 | Frequency acceleration sensor | TP100 | 43987 | SH Wind | 86#1F-Small Wind Turbine Lab | I | 2014-09-24 | 2015-09-23 | SIMT | Closed |  | 风机专用通频加速度传感器
EC5293 | 5 | Frequency acceleration sensor | TP100 | 43992 | SH Wind | 86#1F-Small Wind Turbine Lab | I | 2014-09-24 | 2015-09-23 | SIMT | Closed |  | 风机专用通频加速度传感器
EC5293 | 6 | Frequency acceleration sensor | TP100 | 40905 | SH Wind | 86#1F-Small Wind Turbine Lab | I | 2014-09-24 | 2015-09-23 | SIMT | Closed |  | 风机专用通频加速度传感器
EC5293 | 7 | Frequency acceleration sensor | TP100 | 43991 | SH Wind | 86#1F-Small Wind Turbine Lab | I | 2014-09-24 | 2015-09-23 | SIMT | Closed |  | 风机专用通频加速度传感器
EC5293 | 8 | Frequency acceleration sensor | TP100 | 40912 | SH Wind | 86#1F-Small Wind Turbine Lab | I | 2014-09-24 | 2015-09-23 | SIMT | Closed |  | 风机专用通频加速度传感器
EC5293 | 9 | Frequency acceleration sensor | TP100 | 40913 | SH Wind | 86#1F-Small Wind Turbine Lab | I | 2014-09-24 | 2015-09-23 | SIMT | Closed |  | 风机专用通频加速度传感器
EC5294 |  | torque test |  |  | ACCE | 85#5F-Gauge room | I | 2020-04-02 | 2021-04-01 | SETRI | Closed |  | 扭矩测试仪
EC5295 |  | AC/DC Digital potentiometer | JL1010-200/200KV | 140252 | Medical | 86#2F-TCO test lab | I | 2019-10-08 | 2020-10-07 | JSMI | Calibrating | AC/DC 200KV 1.0% 0.5% | 交直流数字高压分压器
EC5296 |  | Impact hammer | 0.5J冲击锤 |  | SH HEE | 86#4F-Multimedia test lab | II | 2020-09-19 | 2020-12-18 | EC JK | Closed |  | 0,5J冲击锤
EC5297 |  | Lux meter | T-10A | 30013670 & 20012340 | XM | Xiamen test lab | I | 2020-07-21 | 2021-07-20 | JSMI | Closed |  | 照度计
EC5298 |  | Fluorescent lamp load cabinet | 定制 |  | ACCE | 86#1F-General test lab | II | 2019-10-17 | 2020-10-16 | ES AW | Closed |  | 荧光灯测试负载箱
EC5299 |  | Adjustable Reference Ballast | DYJ 120V/220V/50Hz/60Hz | G100301CS1341112 | LUM | 51#7F-LUM test lab | I | 2020-03-17 | 2021-03-16 | CEPREI | Closed |  | 低频基准镇流器
EC5300 | 1 | Fluorescent Lamp Integrated High Frequency Standard Source | YF2402 | G107234TS1341116 | LUM | 51#7F-LUM test lab | I | 2020-03-17 | 2021-03-16 | CEPREI | Closed | 高频基准镇流器和通用集成高频基准源配套使用 | 荧光灯通用集成高频基准源
EC5300 | 10 | High Frequency Reference Ballast | 1200Ω |  | LUM | 51#7F-LUM test lab | I | 2020-03-06 | 2021-03-05 | JSMI | Closed | 高频基准镇流器1200Ω | 高频基准镇流器
EC5300 | 2 | High Frequency Reference Ballast | GPJ |  | LUM | 51#7F-LUM test lab | I | 2020-05-06 | 2021-05-05 | CEPREI | Closed | 高频基准镇流器和通用集成高频基准源配套使用 | 高频基准镇流器
EC5300 | 3 | High Frequency Reference Ballast | 250Ω |  | LUM | 51#7F-LUM test lab | I | 2020-03-06 | 2021-03-05 | JSMI | Closed | 高频基准镇流器250Ω | 高频基准镇流器
EC5300 | 4 | High Frequency Reference Ballast | 255Ω |  | LUM | 51#7F-LUM test lab | I | 2020-03-06 | 2021-03-05 | JSMI | Closed | 高频基准镇流器255Ω | 高频基准镇流器
EC5300 | 5 | High Frequency Reference Ballast | 260Ω |  | LUM | 51#7F-LUM test lab | I | 2020-03-06 | 2021-03-05 | JSMI | Closed | 高频基准镇流器260Ω | 高频基准镇流器
EC5300 | 6 | High Frequency Reference Ballast | 330Ω |  | LUM | 51#7F-LUM test lab | I | 2020-03-06 | 2021-03-05 | JSMI | Closed | 高频基准镇流器330Ω | 高频基准镇流器
EC5300 | 7 | High Frequency Reference Ballast | 500Ω |  | LUM | 51#7F-LUM test lab | I | 2020-03-06 | 2021-03-05 | JSMI | Closed | 高频基准镇流器500Ω | 高频基准镇流器
EC5300 | 8 | High Frequency Reference Ballast | 725Ω |  | LUM | 51#7F-LUM test lab | I | 2020-03-06 | 2021-03-05 | JSMI | Closed | 高频基准镇流器725Ω | 高频基准镇流器
EC5300 | 9 | High Frequency Reference Ballast | 950Ω |  | LUM | 51#7F-LUM test lab | I | 2020-03-06 | 2021-03-05 | JSMI | Closed | 高频基准镇流器950Ω | 高频基准镇流器
EC5301 |  | steel saucepan | 直径145MM |  | HA | 86#3F-Cooking & HVAC test lab | II | 2019-10-22 | 2020-10-21 | EC JZ | Closed |  | 电磁炉用钢锅
EC5302 |  | steel saucepan | 直径180 |  | HA | 86#3F-Cooking & HVAC test lab | II | 2019-10-22 | 2020-10-21 | EC JZ | Closed |  | 电磁炉用钢锅
EC5303 |  | steel saucepan | 直径220MM |  | HA | 86#3F-Cooking & HVAC test lab | II | 2019-10-22 | 2020-10-21 | EC JZ | Closed |  | 电磁炉用钢锅
EC5304 |  | Measurement and Control Module | CR1000 | SN:61505 | SH Wind | 86#1F-Small Wind Turbine Lab | I | 2015-08-24 | 2017-08-23 | SIMT | Closed | 附加CFM100闪存模块一块（SN：11108） | 数据采集仪
EC5305 |  | Endurance test box | 定制 |  | LUM | 51#7F-LUM test lab | II | 2019-11-10 | 2020-11-09 | ES AW | Closed |  | 灯具耐久测试盒
EC5306 |  | Endurance test box | 定制 |  | LUM | 51#7F-LUM test lab | II | 2019-11-10 | 2020-11-09 | ES AW | Closed |  | 灯具耐久测试盒
EC5307 |  | Measurement and Control Module | CR1000 | SN:61498 | SH Wind | 86#1F-Small Wind Turbine Lab | I | 2019-03-26 | 2021-03-25 | SIMT | Closed | 附加CFM100闪存模块一块（SN：11109） | 数据采集仪
EC5308 | 1 | GB gauge | 6A 10A 单相两极插头量规 |  | ACCE | 85#5F-Gauge room | II | 2019-10-08 | 2020-10-07 | EC JZ | Closed | 6A 10A 单相两极插头量规 | GB 量规
EC5308 | 10 | GB Gauge | 10A单相两极带接地插座最大通规 |  | ACCE | 85#5F-Gauge room | II | 2019-10-08 | 2020-10-07 | EC JZ | Closed |  | GB 量规
EC5308 | 11 | GB Gauge | 16A单相两极带接地插座最大通规 |  | ACCE | 85#5F-Gauge room | II | 2019-10-08 | 2020-10-07 | EC JZ | Closed |  | GB 量规
EC5308 | 12 | GB Gauge | 10A单相两极带接地插座最小通规 |  | ACCE | 85#5F-Gauge room | II | 2019-10-08 | 2020-10-07 | EC JZ | Closed |  | GB 量规
EC5308 | 13 | GB Gauge | 16A单相两极带接地插座最小通规 |  | ACCE | 85#5F-Gauge room | II | 2019-10-08 | 2020-10-07 | EC JZ | Closed |  | GB 量规
EC5308 | 14 | GB Gauge | 10A单相两极带接地插座止规 |  | ACCE | 85#5F-Gauge room | II | 2019-10-08 | 2020-10-07 | EC JZ | Closed |  | GB 量规
EC5308 | 15 | GB Gauge | 16A单相两极带接地插座止规 |  | ACCE | 85#5F-Gauge room | II | 2019-10-08 | 2020-10-07 | EC JZ | Closed |  | GB 量规
EC5308 | 16 | GB Gauge | 10A单相两极带接地插座不接触规 |  | ACCE | 85#5F-Gauge room | II | 2019-10-08 | 2020-10-07 | EC JZ | Closed |  | GB 量规
EC5308 | 17 | GB Gauge | 16A单相两极带接地插座不接触规 |  | ACCE | 85#5F-Gauge room | II | 2019-10-08 | 2020-10-07 | EC JZ | Closed |  | GB 量规
EC5308 | 18 | GB Gauge | 10A单相两极双用圆插部分通规 |  | ACCE | 85#5F-Gauge room | II | 2019-10-08 | 2020-10-07 | EC JZ | Closed |  | GB 量规
EC5308 | 19 | GB Gauge | 10A单相两极双用圆插部分止规 |  | ACCE | 85#5F-Gauge room | II | 2019-10-08 | 2020-10-07 | EC JZ | Closed |  | GB 量规
EC5308 | 2 | GB Gauge | 6A 10A 单相两极带接地插头内量规 |  | ACCE | 85#5F-Gauge room | II | 2019-10-08 | 2020-10-07 | EC JZ | Closed | 6A 10A 单相两极带接地插头内量规 | GB l量规
EC5308 | 3 | GB Gauge | 16A单相两极带接地插头内量规 |  | ACCE | 85#5F-Gauge room | II | 2019-10-08 | 2020-10-07 | EC JZ | Closed | 16A单相两极带接地插头内量规 | GB 量规
EC5308 | 4 | GB gauge | 10A单相两极带接地插头外量规 |  | ACCE | 85#5F-Gauge room | II | 2019-10-08 | 2020-10-07 | EC JZ | Closed | 10A单相两极带接地插头外量规 | GB 量规
EC5308 | 5 | GB gauge |  |  | ACCE | 85#5F-Gauge room | II | 2019-10-08 | 2020-10-07 | EC JZ | Closed |  | GB 量规
EC5308 | 6 | GB Gauge | 10A单相两极插座最大通规 |  | ACCE | 85#5F-Gauge room | II | 2019-10-08 | 2020-10-07 | EC JZ | Closed |  | GB 量规
EC5308 | 7 | GB Gauge | 10A单相两极插座最小通规 |  | ACCE | 85#5F-Gauge room | II | 2019-10-08 | 2020-10-07 | EC JZ | Closed |  | GB 量规
EC5308 | 8 | GB gauge | 10A单相两极插座止规 |  | ACCE | 85#5F-Gauge room | II | 2019-10-08 | 2020-10-07 | EC JZ | Closed |  | GB 量规
EC5308 | 9 | GB Gauge | 10A单相两极插座不接触规 |  | ACCE | 85#5F-Gauge room | II | 2019-10-08 | 2020-10-07 | EC JZ | Closed |  | GB 量规
EC5309 |  | Drop test machine | KXT3511 |  | SH HEE | 86#4F-Multimedia test lab | II | 2019-10-30 | 2020-10-29 | ES AW | Closed | 123 | 跌落试验机
EC5310 | 1 | GB Gauge | 三相插头内量规16A |  | ACCE | 85#5F-Gauge room | II | 2019-10-08 | 2020-10-07 | EC JZ | Closed |  | GB 量规
EC5310 | 10 | GB Gauge | 三相插座最小通规16A |  | ACCE | 85#5F-Gauge room | II | 2019-10-08 | 2020-10-07 | EC JZ | Closed |  | GB 量规
EC5310 | 11 | GB Gauge | 三相插座最小通规25A |  | ACCE | 85#5F-Gauge room | II | 2019-10-08 | 2020-10-07 | EC JZ | Closed |  | GB 量规
EC5310 | 12 | GB Gauge | 三相插座最小通规36A |  | ACCE | 85#5F-Gauge room | II | 2019-10-08 | 2020-10-07 | EC JZ | Closed |  | GB 量规
EC5310 | 13 | GB Gauge | 三相插座止规16A |  | ACCE | 85#5F-Gauge room | II | 2019-10-08 | 2020-10-07 | EC JZ | Closed |  | GB 量规
EC5310 | 14 | GB Gauge | 三相插座止规25A |  | ACCE | 85#5F-Gauge room | II | 2019-10-08 | 2020-10-07 | EC JZ | Closed |  | GB 量规
EC5310 | 15 | GB Gauge | 三相插座止规36A |  | ACCE | 85#5F-Gauge room | II | 2019-10-08 | 2020-10-07 | EC JZ | Closed |  | GB 量规
EC5310 | 2 | GB Gauge | 三相插头内量规25A |  | ACCE | 85#5F-Gauge room | II | 2019-10-08 | 2020-10-07 | EC JZ | Closed |  | GB 量规
EC5310 | 3 | GB Gauge | 三相插头内量规36A |  | ACCE | 85#5F-Gauge room | II | 2019-10-08 | 2020-10-07 | EC JZ | Closed |  | GB 量规
EC5310 | 4 | GB Gauge | 三相插头外量规16A |  | ACCE | 85#5F-Gauge room | II | 2019-10-08 | 2020-10-07 | EC JZ | Closed |  | GB 量规
EC5310 | 5 | GB Gauge | 三相插头外量规25A |  | ACCE | 85#5F-Gauge room | II | 2019-10-08 | 2020-10-07 | EC JZ | Closed |  | GB 量规
EC5310 | 6 | GB Gauge | 三相插头外量规36A |  | ACCE | 85#5F-Gauge room | II | 2019-10-08 | 2020-10-07 | EC JZ | Closed |  | GB 量规
EC5310 | 7 | GB Gauge | 三相插座最大通规16A |  | ACCE | 85#5F-Gauge room | II | 2019-10-08 | 2020-10-07 | EC JZ | Closed |  | GB 量规
EC5310 | 8 | GB Gauge | 三相插座最大通规25A |  | ACCE | 85#5F-Gauge room | II | 2019-10-08 | 2020-10-07 | EC JZ | Closed |  | GB 量规
EC5310 | 9 | GB Gauge | 三相插座最大通规36A |  | ACCE | 85#5F-Gauge room | II | 2019-10-08 | 2020-10-07 | EC JZ | Closed |  | GB 量规
EC5311 |  | Digital power meter | 8716C1T | 871406258 | ACCE | 85#5F-ACCE & LUM test lab | II | 2019-10-30 | 2020-10-29 | EC JK | Closed |  | 数字电参数测量仪
EC5312 |  | gauge | EN ISO 11806 |  | ACCE | 86#1F-Garden tools test lab (Ⅰ) | II | 2019-10-08 | 2020-10-07 | EC JK | Closed |  | 量规棒
EC5313 |  | AC Power Source | 6430 | 643000001268 | HEE | 86#4F-Multimedia test lab | I | 2019-11-05 | 2020-11-04 | SQI | Closed | RMB | 交流电源
EC5314 |  | TV test signal source | TG45BX | 3000038100 | SH HEE | 86#4F-Multimedia test lab | I | 2020-01-13 | 2021-01-12 | JSMI | Closed |  | 视频信号发生器
EC5315 |  | stiff test pin | 直径3mm，长度300mm |  | HA | 86#3F-Home appliance test lab | II | 2019-10-29 | 2020-10-28 | EC JK | Closed |  | 铁针
EC5316 |  | pressure meter | Y100B-F 0~0.1Mpa | WI140912315 | SH Lab | 86#1F-Water-proof test lab | I | 2015-11-15 | — | SIMT | Out of service | 0~0.1Mpa | 不锈钢压力表
EC5317 |  | pink noise generator | NG 8280 | 230 | SH HEE | 86#4F-Multimedia test lab | I | 2019-12-24 | 2020-12-23 | JSMI | Closed |  | 粉红噪声发生器
EC5318 |  | NIST Standard Lamp | 75Q/CL-28V with designation of NIST-RF1480 | 685/285872-14 | LUM | 51#7F-LUM test lab | I | 2014-10-02 | — | MFG | Out of service | USD 8500 | NIST标准灯
EC5319 |  | Defibrillation Impulse tester | D5-PF | 432720 | Medical | 86#4F-Multimedia test lab | I | 2020-01-11 | 2021-01-10 | SIMT | Closed |  | 除颤效应测试仪
EC5320 |  | Click Meter | DDA55 | 14041438043 | SH ICT | 86#4F-EMC test lab | I | 2020-05-14 | — | NIM | Repairing |  | 喀呖声分析仪
EC5320 | 1 | LISN Line Impedance Stabilization Network | LS16C | 16011438358 | SH ICT | 86#4F-EMC test lab | I | 2019-11-11 | 2020-11-10 | CEPREI | Closed |  | LISN 线路阻抗稳定网络
EC5321 |  | Conducted Comb Generator | CGC-255 | 311221 | EMC | 86#4F-EMC test lab | I | 2020-01-06 | 2021-01-05 | CEPREI | Closed |  | 梳型型号发生器
EC5322 |  | Comb Generator | CGO-5100B | 331048 | EMC | 86#4F-EMC test lab | I | 2020-01-06 | 2021-01-05 | CEPREI | Closed |  | 梳型号发生器
EC5323 |  | Spectral Irradiance Colorimeter | SPIC-200BW | M127179CA8341121 | LUM | 51#7F-LUM test lab | I | 2020-01-20 | 2021-01-19 | EVERFINE | Closed |  | 光谱彩色照度计
EC5324 | 1 | SNAS 164-1 | 2N |  | ACCE | 85#5F-ACCE & LUM test lab | II | 2020-02-14 | 2021-02-13 | EC JZ | Closed |  | 最小拔出力量规 2N
EC5324 | 10 | SANS 164-2 |  |  | ACCE | 85#5F-ACCE & LUM test lab | II | 2020-08-25 | 2021-08-24 | EC JZ | Closed |  | 最大拔出力量规二插脚（尾部带吊钩）
EC5324 | 11 | SANS 164-3 |  |  | ACCE | 85#5F-ACCE & LUM test lab | II | 2020-08-25 | 2021-08-24 | EC JZ | Closed |  | 最大拔出力量规三插脚（尾部加工一个吊钩）
EC5324 | 12 | SANS164-4 |  |  | ACCE | 85#5F-ACCE & LUM test lab | II | 2020-08-25 | 2021-08-24 | EC JZ | Closed |  | 最大拔出力量规A（尾部加工一个吊钩）
EC5324 | 13 | SANS164-4 |  |  | ACCE | 85#5F-ACCE & LUM test lab | II | 2020-08-25 | 2021-08-24 | EC JZ | Closed |  | 最大拔出力量规B
EC5324 | 14 | SANS164-4 |  |  | ACCE | 85#5F-ACCE & LUM test lab | II | 2020-08-25 | 2021-08-24 | EC JZ | Closed |  | 最大拔出力量规C
EC5324 | 15 | SANS164-5 |  |  | ACCE | 85#5F-ACCE & LUM test lab | II | 2020-08-25 | 2021-08-24 | EC JZ | Closed |  | 最大拔出力量规二插脚（尾部吊钩）
EC5324 | 16 | SANS164-6 |  |  | ACCE | 85#5F-ACCE & LUM test lab | II | 2020-08-25 | 2021-08-24 | EC JZ | Closed |  | 最大拔出力量规二插脚（尾部吊钩）
EC5324 | 2 | SNAS 量规 |  |  | ACCE | 85#5F-ACCE & LUM test lab | II | 2020-02-14 | 2021-02-13 | EC JZ | Closed |  | 最小拔出力量规2N
EC5324 | 3 | SNAS 164-2 |  |  | ACCE | 85#5F-ACCE & LUM test lab | II | 2020-02-14 | 2021-02-13 | EC JZ | Closed |  | 最小拔出力量规
EC5324 | 4 | SANS164-3 |  |  | ACCE | 85#5F-ACCE & LUM test lab | II | 2020-02-14 | 2021-02-13 | EC JZ | Closed |  | 最小拔出力量规1.5N
EC5324 | 5 | SANS164-4 |  |  | ACCE | 85#5F-ACCE & LUM test lab | II | 2020-02-14 | 2021-02-13 | EC JZ | Closed |  | 最小拔出力量规2N
EC5324 | 6 | SANS164-5 |  |  | ACCE | 85#5F-ACCE & LUM test lab | II | 2020-02-14 | 2021-02-13 | EC JZ | Closed |  | 最小拔出力量规圆头1.5N
EC5324 | 7 | SANS164-6 |  |  | ACCE | 85#5F-ACCE & LUM test lab | II | 2020-02-14 | 2021-02-13 | EC JZ | Closed |  | 最小拔出力量规 2N
EC5324 | 8 | SNAS 164-1 |  |  | ACCE | 85#5F-ACCE & LUM test lab | II | 2020-08-25 | 2021-08-24 | EC JZ | Closed |  | 最大拔出力量规（尾部有吊钩）
EC5324 | 9 | SANS 164-2 |  |  | ACCE | 85#5F-ACCE & LUM test lab | II | 2020-08-25 | 2021-08-24 | EC JZ | Closed |  | 最大拔出力量规三插脚（尾部一个吊钩）
EC5325 | 1 | SANS164-2 Annex A |  |  | SH Lab | 85#5F-Gauge room | II | 2019-12-29 | 2020-12-28 | EC JZ | Closed |  | SANS164-2 Annex A 量规
EC5325 | 2 | SANS 164-2 Annex B |  |  | SH Lab | 85#5F-Gauge room | II | 2019-12-29 | 2020-12-28 | EC JZ | Closed |  | SANS 164-2 Annex B量规
EC5325 | 3 | SANS 164-2 Annex C |  |  | SH Lab | 85#5F-Gauge room | II | 2019-12-29 | 2020-12-28 | EC JZ | Closed |  | SANS 164-2 Annex C量规
EC5325 | 4 | SANS 164-3 Annex B |  |  | SH Lab | 85#5F-Gauge room | II | 2019-12-29 | 2020-12-28 | EC JZ | Closed |  | SANS 164-3 Annex B量规
EC5325 | 5 | SANS164-3 AnnexC |  |  | SH Lab | 85#5F-Gauge room | II | 2019-12-29 | 2020-12-28 | EC JZ | Closed |  | SANS164-3 AnnexC 量规
EC5325 | 6 | SANS 164-3 AnnexD1 |  |  | SH Lab | 85#5F-Gauge room | II | 2019-12-29 | 2020-12-28 | EC JZ | Closed |  | SANS 164-3 AnnexD1 量规
EC5325 | 7 | SANS 164-3 AnnexD2 |  |  | SH Lab | 85#5F-Gauge room | II | 2019-12-29 | 2020-12-28 | EC JZ | Closed |  | SANS 164-3 AnnexD2量规
EC5325 | 8 | SANS 164-4 AnnexD1 |  |  | SH Lab | 85#5F-Gauge room | II | 2019-12-29 | 2020-12-28 | EC JZ | Closed |  | SANS 164-4 AnnexD1
EC5325 | 9 | SANS 164-4 AnnexD2 |  |  | SH Lab | 85#5F-Gauge room | II | 2019-12-29 | 2020-12-28 | EC JZ | Closed |  | SANS 164-4 AnnexD2
EC5326 |  | Dc electric generator |  |  | SH Lab | 86#2F-Power supply test lab | III | 2015-01-20 | — | ES CZ | Closed |  | 直流电弧发生器
EC5326 | 1 | Digital caliper | 100mm |  | PS | 86#2F-Power supply test lab | I | 2019-11-07 | 2020-11-06 | JSMI | Closed |  | 数显尺
EC5327 |  | Rack for life test |  |  | SH Lab | 51#7F-LUM test lab | I | 2019-09-09 | 2020-09-08 | SETRI | Calibrating |  | 灯具寿命测试架
EC5328 |  | Controlling device for aging rack |  |  | SH Lab | 51#7F-LUM test lab | I | 2019-09-09 | 2020-09-08 | SETRI | Calibrating |  | 灯具寿命测试架控制系统
EC5328 | 1 | ageing rack | 16路电压采集系统 |  | LUM | 51#7F-LUM test lab | II | 2020-08-21 | 2021-08-20 | JSMI | Closed |  | 灯具寿命测试架控制系统（16路电压采集系统）
EC5329 | 1 | Electrical battery testing device | CT-3008-10V3A-S1-F | T1412-076052 | PPT | 51#7F-PPT test lab | I | 2019-12-19 | 2020-12-18 | JSMI | Closed |  | 电池测试设备10V3A
EC5329 | 2 | Electrical battery testing device | CT-3008-10V3A-S1-F | T1412-076053 | PPT | 51#7F-PPT test lab | I | 2019-12-19 | 2020-12-18 | JSMI | Closed |  | 电池测试设备10V3A
EC5330 | 1 | Electrical battery testing device | CT-3008-5V3A-S1-F | T1412-076054 | PPT | 51#7F-PPT test lab | I | 2019-12-19 | 2020-12-18 | JSMI | Closed |  | 电池测试设备5V3A
EC5330 | 2 | Electrical battery testing device | CT-3008-5V3A-S1-F | T1412-076055 | PPT | 51#7F-PPT test lab | I | 2019-12-19 | 2020-12-18 | JSMI | Closed |  | 电池测试设备5V3A
EC5330 | 3 | Electrical battery testing device | CT-3008-5V3A-S1-F | T1412-076056 | PPT | 51#7F-PPT test lab | I | 2019-12-19 | 2020-12-18 | JSMI | Closed |  | 电池测试设备5V3A
EC5330 | 4 | Electrical battery testing device | CT-3008-5V3A-S1-F | T1412-076070 | PPT | 51#7F-PPT test lab | I | 2019-12-19 | 2020-12-18 | JSMI | Closed |  | 电池测试设备5V3A
EC5331 | 1 | Electrical battery testing device | CT-4008-5V3A-S1-F（高速） | T1412-076057 | PPT | 51#7F-PPT test lab | I | 2019-12-19 | 2020-12-18 | JSMI | Closed |  | 电池测试设备5V3A（高速）
EC5331 | 2 | Electrical battery testing device | CT-4008-5V3A-S1-F（高速） | T1412-076058 | PPT | 51#7F-PPT test lab | I | 2019-12-19 | 2020-12-18 | JSMI | Closed |  | 电池测试设备5V3A（高速）
EC5331 | 3 | Electrical battery testing device | CT-4008-5V3A-S1-F（高速） | T1412-076059 | PPT | 51#7F-PPT test lab | I | 2019-12-19 | 2020-12-18 | JSMI | Closed |  | 电池测试设备5V3A（高速）
EC5331 | 4 | Electrical battery testing device | CT-4008-5V3A-S1-F（高速） | T1412-076060 | PPT | 51#7F-PPT test lab | I | 2019-12-19 | 2020-12-18 | JSMI | Closed |  | 电池测试设备5V3A（高速）
EC5332 | 1 | Electrical battery testing device | CT-4008-10V6A-FA（高速） | T1412-076061 | PPT | 51#7F-PPT test lab | I | 2019-12-19 | 2020-12-18 | JSMI | Closed |  | 电池测试设备10V6A（高速）
EC5332 | 2 | Electrical battery testing device | CT-4008-10V6A-FA（高速） | T1412-076062 | PPT | 51#7F-PPT test lab | I | 2019-12-19 | 2020-12-18 | JSMI | Closed |  | 电池测试设备10V6A（高速）
EC5333 | 1 | Electrical battery testing device | CT-4008-15V50mA-S1-F（高速） | T1412-076063 | PPT | 51#7F-PPT test lab | I | 2019-12-19 | 2020-12-18 | JSMI | Closed |  | 电池测试设备15V50mA
EC5333 | 2 | Electrical battery testing device | CT-4008-15V50mA-S1-F（高速） | T1412-076064 | PPT | 51#7F-PPT test lab | I | 2019-12-19 | 2020-12-18 | JSMI | Closed |  | 电池测试设备15V50mA
EC5333 | 3 | Electrical battery testing device | CT-4008-15V50mA-S1-F（高速） | T1412-076065 | PPT | 51#7F-PPT test lab | I | 2019-12-19 | 2020-12-18 | JSMI | Closed |  | 电池测试设备15V50mA
EC5333 | 4 | Electrical battery testing device | CT-4008-15V50mA-S1-F（高速） | T1412-076066 | PPT | 51#7F-PPT test lab | I | 2019-12-19 | 2020-12-18 | JSMI | Closed |  | 电池测试设备15V50mA
EC5334 |  | Electrical battery testing device | CT-4008-60V10A-NA | T1412-076067 | PPT | 51#7F-PPT test lab | I | 2019-12-19 | 2020-12-18 | JSMI | Closed |  | 电池测试设备60V10A
EC5335 |  | Robustness of terminations tester |  |  | ACCE | Shibei PV lab | II | 2017-12-14 | — | EC JZ | Out of service | 封存 | 引出端测试装置
EC5335 | 1 | protracter |  |  | PV | Shibei PV lab | I | 2015-03-22 | — | SIMT | Out of service | 封存 | 量角器
EC5336 |  | DC Power Source | 62050P-100-100 |  | ICT | 86#4F-Multimedia test lab | I | 2020-01-02 | 2021-01-01 | JSMI | Closed |  | 直流电源
EC5337 |  | DC Load | 63640-80-80*2+63600-2 | 2015F11-10-000056 | ICT | 86#4F-Multimedia test lab | I | 2020-06-10 | 2021-06-09 | JSMI | Closed |  | 直流电子负载
EC5338 |  | Signal analyzer (spectrometer) | N9030A |  | EMC | 86#4F-EMC test lab | I | 2020-03-17 | 2021-03-16 | CEPREI | Closed |  | 信号分析仪（频谱仪）
EC5338 | 1 | Signal analyzer (spectrometer) | 50M-18GHz（U2021X） |  | EMC | 86#4F-EMC test lab | I | 2020-03-17 | 2021-03-16 | CEPREI | Closed |  | 信号分析仪（频谱仪）
EC5338 | 2 | Signal analyzer (spectrometer) | N5181A |  | EMC | 86#4F-EMC test lab | I | 2020-03-17 | 2021-03-16 | CEPREI | Closed |  | 信号分析仪（频谱仪）
EC5339 |  | Temperature and humidity recorder | S320TH | S320TH553J | SH Lab | 51#7F-LUM test lab | I | 2019-12-02 | 2020-12-01 | JSMI | Closed | S320TH | 温湿度记录仪
EC5340 |  | Temperature and humidity recorder | S320TH | S320TH555E | SH Lab | 51#7F-LUM test lab | I | 2020-01-07 | 2021-01-06 | JSMI | Closed | S320TH | 温湿度记录仪
EC5341 |  | Starting voltage measurement circuit box for ignitors | 定制 |  | SH Lab | 51#7F-LUM test lab | I | 2020-04-08 | 2021-04-07 | SETRI | Closed | IEC 61347 -2-1 Fig.1 | 高强度气体放电灯用电子镇流器启动电压测试装置
EC5342 |  | 120K Ohm Resistor | 自制 |  | SH Lab | 86#3F-Home appliance test lab | II | 2020-01-10 | 2021-01-09 | EC JK | Closed |  | 120K Ohm 电阻盒
EC5343 |  | Daily check box | 1933 | 800939 | QD | Qindao test lab | I | 2020-01-07 | 2021-01-06 | GRGT | Closed |  | 日常检查盒
EC5344 |  | weight | 156N |  | SH Lab | 86#3F-Construction test lab (Ⅱ) | III | 2014-12-30 | — | ES HG | Closed |  | 重物
EC5345 |  | Active Loop Antenna | FMZB1519 | 1519-059 | EMC | 86#6F-Control room | I | 2020-03-25 | 2021-03-24 | SIMT | Closed |  | 环形天线
EC5346 |  | Burner wing top |  |  | SH Lab | 86#1F-Environment test lab | II | 2020-01-15 | 2021-01-14 | ES AW | Closed |  | 燃烧嘴
EC5347 |  | dial-gauge MICROMETER |  |  | SH Lab | 86#1F-Environment test lab | II | 2020-01-15 | 2021-01-14 | ES AW | Closed |  | 带压力千分尺
EC5348 |  | gauge |  |  | SH Lab | 86#1F-Environment test lab | II | 2020-01-15 | 2021-01-14 | EC JK | Closed |  | 燃烧架
EC5349 |  | Magnifier | PEAK1975-7X |  | SH Lab | 86#4F-Multimedia test lab | I | 2020-03-12 | 2021-03-11 | SIMT | Closed | 7X | 放大镜
EC5350 |  | Magnifier | PEAK2016-15X |  | SH Lab | 86#4F-Multimedia test lab | I | 2020-03-12 | 2021-03-11 | SIMT | Closed | 15X | 放大镜
EC5351 |  | Magnifier | PEAK1960-5X |  | SH Lab | 86#4F-Multimedia test lab | III | 2015-01-19 | — | MFG | Closed | 注：2015/01 已改为普通工具 | 放大镜（5X）
EC5352 |  | Rubber aging test chamber |  |  | SH Lab | 86#3F-Home appliance test lab | III | 2015-03-13 | — | ES HG | Closed |  | 橡胶老化测试箱
EC5352 | 1 | pressure gage |  |  | ACCE | 86#3F-Home appliance test lab | I | 2020-07-21 | 2021-07-20 | JSMI | Closed |  | 压力表
EC5352 | 2 | thermometer |  |  | ACCE | 86#3F-Home appliance test lab | II | 2020-01-15 | 2021-01-14 | ES AW | Closed |  | 温度计
EC5352 | 3 | timer |  |  | HA | 86#1F-1F Power distribution room | II | 2020-05-28 | 2021-05-27 | ES AW | Closed |  | 计时器
EC5353 |  | Oscilloscope probe | P5122 |  | AV | 86#4F-Multimedia test lab | I | 2016-01-27 | — | SIMT | Disposal | 封存.2017.1.20100：1 200MHz | 示波器探头
EC5354 |  | Twisted-pair cable equipment | 定制 |  | SH Lab | 86#4F-Multimedia test lab | II | 2020-04-08 | 2021-04-07 | ES AW | Closed |  | 双绞线测试设备
EC5354 | 1 | Weight of Twisted-pair cable equipment | 定制 |  | SH Lab | 86#4F-Multimedia test lab | I | 2020-04-08 | 2021-04-07 | SETRI | Closed |  | 双绞线测试设备砝码（27N）
EC5354 | 2 | Weight of Twisted-pair cable equipment（27N） | 定制 |  | SH Lab | 86#4F-Multimedia test lab | I | 2020-04-08 | 2021-04-07 | SETRI | Closed |  | 双绞线测试设备砝码（27N）
EC5354 | 3 | Weight of Twisted-pair cable equipment（27N） | 定制 |  | SH Lab | 86#4F-Multimedia test lab | I | 2020-04-08 | 2021-04-07 | SETRI | Closed |  | 双绞线测试设备砝码（27N）
EC5354 | 4 | Weight of Twisted-pair cable equipment（13.5N） | 定制 |  | SH Lab | 86#4F-Multimedia test lab | I | 2020-04-08 | 2021-04-07 | SETRI | Closed |  | 双绞线测试设备砝码（13.5N）
EC5354 | 5 | Weight of Twisted-pair cable equipment（13.5N） | 定制 |  | SH Lab | 86#4F-Multimedia test lab | I | 2020-04-08 | 2021-04-07 | SETRI | Closed |  | 双绞线测试设备砝码（13.5N）
EC5354 | 6 | Weight of Twisted-pair cable equipment（3.6N） | 定制 |  | SH Lab | 86#4F-Multimedia test lab | I | 2020-04-08 | 2021-04-07 | SETRI | Closed |  | 双绞线测试设备砝码（3.6N）
EC5354 | 7 | Weight of Twisted-pair cable equipment（3.4N） | 定制 |  | SH Lab | 86#4F-Multimedia test lab | I | 2020-04-08 | 2021-04-07 | SETRI | Closed |  | 双绞线测试设备砝码（3.4N）
EC5354 | 8 | Weight of Twisted-pair cable equipment（0.85N） | 定制 |  | SH Lab | 86#4F-Multimedia test lab | I | 2020-04-08 | 2021-04-07 | SETRI | Closed |  | 双绞线测试设备砝码（0.85N）
EC5354 | 9 | Weight of Twisted-pair cable equipment（0.85N） | 定制 |  | SH Lab | 86#4F-Multimedia test lab | I | 2020-04-08 | 2021-04-07 | SETRI | Closed |  | 双绞线测试设备砝码（0.85N）
EC5355 |  | pressure meter | Y-100BF/Z 0~1.6MPA | 0A150129304 | Retailer | 51#7F-PPT test lab | I | 2020-03-09 | 2021-03-08 | JSMI | Closed |  | 压力表（0~1.6MPA，1.6级）
EC5356 |  | digital multimeter | 289C | 29510122 | CIXI | Yuyao test lab | II | 2020-01-22 | 2021-01-21 | EC JZ | Closed |  | 数字万用表 FLUKE 289C
EC5357 |  | test finger |  |  | SH Lab | 86#3F-Home appliance test lab | II | 2020-01-29 | 2021-01-28 | EC JK | Closed |  | 测试指
EC5358 |  | test finger |  |  | CX | Yuyao test lab | II | 2020-04-06 | 2021-04-05 | EC JK | Closed |  | 测试指
EC5359 |  | test load |  |  | CIXI | CIXI test lab | II | 2020-04-06 | 2021-04-05 | ES AW | Closed |  | 测试负载
EC5360 |  | test hook |  |  | QD | Qindao test lab | II | 2020-03-06 | 2021-03-05 | EC JZ | Closed |  | 测试钩
EC5361 |  | test plane |  |  | QD | Qindao test lab | II | 2020-05-08 | 2021-05-07 | EC JZ | Closed |  | 测试板
EC5362 |  | test pin |  |  | QD | Qindao test lab | II | 2020-05-08 | 2021-05-07 | EC JZ | Closed |  | 测试棒
EC5363 |  | DC high voltage tester | MS2674 | 27357 | SH Lab | 51#7F-LUM test lab | I | 2020-07-07 | 2021-07-06 | JSMI | Closed |  | 直流耐压测试仪（15KV DC）
EC5364 |  | the wind direction sensor | BLF1-X 51278.68.220 | 1405003 | SH Wind | BJ IW test lab | I | 2015-11-20 | 2017-11-19 | NCFMM | Closed |  | 风向传感器
EC5365 |  | 5J vertical hammer |  |  | HA | 86#3F-Construction test lab (Ⅱ) | II | 2020-05-04 | 2021-05-03 | EC JK | Closed |  | 5J 跌落冲击
EC5366 |  | 5J impact hammer |  |  | SH Lab | 51#7F-LUM test lab | II | 2020-05-04 | 2021-05-03 | EC JK | Closed |  | 5J 跌落冲击
EC5367 |  | flexing machine |  |  | CIXI | CIXI test lab | II | 2020-04-06 | 2021-04-05 | ES AW | Closed |  | 弯折机
EC5368 |  | Microammeter | C65 | 71721 | SH Lab | 51#7F-LUM test lab | I | 2020-03-23 | 2021-03-22 | JSMI | Closed | 10-20-50-100-200-500-1000uA | 微安计
EC5369 |  | Ambient Temperature and Humidity Tester | S320TH | S320TH553H | QD | Qindao test lab | I | 2020-01-13 | 2021-01-12 | GRGT | Closed |  | 温湿度记录仪S320TH
EC5370 |  | Ambient Temperature and Humidity Tester | S320TH | S320TH553Q | QD | Qindao test lab | I | 2020-01-13 | 2021-01-12 | GRGT | Closed |  | 温湿度记录仪S320TH
EC5371 |  | Test apparatus for ground recessed luminaries | 定制 |  | LUM | 51#7F-LUM test lab | I | 2020-01-08 | 2021-01-07 | SETRI | Closed |  | 地面嵌入式灯具测试设备
EC5372 | 1 | CO test instrment | 300PPM |  | SH Lab | Shibei PV lab | I | 2017-04-26 | — | SIMT | Out of service |  | 一氧化碳测试仪
EC5372 | 2 | CO test instrument | 1000PPM |  | SH Lab | Shibei PV lab | I | 2017-04-26 | — | SIMT | Out of service |  | 一氧化碳测试仪
EC5372 | 3 | CO test chamber |  |  | HA | Shibei PV lab | III | 2015-03-19 | — | ES CZ | Closed |  | 一氧化碳测试箱
EC5373 |  | test probe IEC61032 Probe C | IEC61032 Probe C |  | QD | Qindao test lab | II | 2020-03-06 | 2021-03-05 | EC JZ | Closed |  | IEC61032 Probe C 测试指
EC5374 |  | test probe figure 2C | Figure 2C |  | QD | Qindao test lab | II | 2020-03-06 | 2021-03-05 | EC JZ | Closed |  | 测试指 Figure 2C
EC5375 |  | straight test probe IEC60065 Clause9.1.4 | IEC60065 Clause9.1.4 |  | QD | Qindao test lab | II | 2020-03-06 | 2021-03-05 | EC JZ | Closed |  | test probe D 测试指
EC5376 |  | steel sphere | 直径：50.8mm, 0.535公斤 |  | HA | 86#3F-Home appliance test lab | II | 2020-03-06 | 2021-03-05 | ES AW | Closed |  | 钢球
EC5377 |  | IP2X unjointed test probe | IP2X 无关节测试指 |  | QD | Qindao test lab | II | 2020-03-06 | 2021-03-05 | EC JZ | Closed |  | IP2X 无关节测试指
EC5378 |  | test plug |  |  | QD | Qindao test lab | II | 2020-03-06 | 2021-03-05 | EC JZ | Closed |  | 测试针
EC5379 |  | test probe 19 | EN61032 test probe 19 |  | QD | Qindao test lab | II | 2020-03-06 | 2021-03-05 | EC JZ | Closed |  | 测试指 19
EC5380 |  | impact test apparatus | IEC60335-2-69 Figure101 |  | HA | 86#3F-Home appliance test lab | II | 2020-03-06 | 2021-03-05 | ES AW | Closed |  | 冲击装置
EC5381 |  | arrangement to verify thefixation of pins in the body of the plug |  |  | XM | Xiamen test lab | II | 2020-06-16 | 2021-06-15 | ES AW | Closed |  | 插头插针拔出力测试装置
EC5382 | 1 | Air conditioner test chamber | 含差试验台 |  | HA | Shibei PV lab | I | 2020-04-07 | 2021-04-06 | SIMT | Closed |  | 可燃制冷剂空调测试房
EC5382 | 10 | Flammable refrigerant concentration measurement equipment | Primaxir pro |  | HA | Shibei PV lab | III | 2016-06-14 | — | ES JX | Closed | 总费用11万RMB | 红外可燃气体探测装置
EC5382 | 11 | Air conditioner test chamber | 三工位改造 |  | HA | Shibei PV lab | I | 2019-12-06 | 2020-12-05 | SIMT | Closed | 费用645000元 | 可燃制冷剂空调测试房
EC5382 | 12 | Air conditioner test chamber | 可燃制冷剂模拟泄露试验装置 |  | HA | Shibei PV lab | I | 2018-12-07 | 2019-12-06 | SIMT | Calibrating | 295000元 | 可燃制冷剂空调测试房-----可燃制冷剂模拟泄露实验装置
EC5382 | 2 | Air conditioner test chamber | 三相变频电源 AFC-33045T |  | HA | Shibei PV lab | I | 2020-04-07 | 2021-04-06 | SIMT | Closed |  | 可燃制冷剂空调测试房
EC5382 | 3 | Air conditioner test chamber | WT330 | C2RA16017V | HA | Shibei PV lab | I | 2020-04-07 | 2021-04-06 | SIMT | Closed |  | 可燃制冷剂空调测试房
EC5382 | 4 | Air conditioner test chamber | 可燃气体检测报警器DF8500PR | 141112469 | HA | Shibei PV lab | I | 2020-05-26 | 2021-05-25 | SIMT | Closed |  | 可燃制冷剂空调测试房
EC5382 | 5 | Air conditioner test chamber | 可燃气体检测报警器DF8500PR | 141112472 | HA | Shibei PV lab | I | 2020-05-26 | 2021-05-25 | SIMT | Closed |  | 可燃制冷剂空调测试房
EC5382 | 6 | Air conditioner test chamber | 可燃气体检测报警器DF8500PR | 141112474 | HA | Shibei PV lab | I | 2020-05-26 | 2021-05-25 | SIMT | Closed |  | 可燃制冷剂空调测试房
EC5382 | 7 | Air conditioner test chamber | 可燃气体检测报警器DF8500PR | 141112475 | HA | Shibei PV lab | I | 2020-05-26 | 2021-05-25 | SIMT | Closed |  | 可燃制冷剂空调测试房
EC5382 | 8 | Air conditioner test chamber | 可燃气体检测报警器DF8500PR | 141112476 | HA | Shibei PV lab | I | 2020-05-26 | 2021-05-25 | SIMT | Closed |  | 可燃制冷剂空调测试房
EC5382 | 9 | Air conditioner test chamber | 可燃气体检测报警器DF8500PR | 141112499 | HA | Shibei PV lab | I | 2020-05-26 | 2021-05-25 | SIMT | Closed |  | 可燃制冷剂空调测试房
EC5383 |  | The three-phase harmonic and flicker analyzer | DPA 503 | P1425135199 | EMC | 86#4F-EMC test lab | I | 2020-07-26 | 2021-07-25 | SQI | Closed |  | 三相谐波闪烁分析仪
EC5383 | 1 | Three phase flash impedance | AIF 503N32 | V1033107204 | EMC | 86#4F-EMC test lab | I | 2020-08-29 | 2021-08-28 | JSMI | Closed |  | 三相闪烁阻抗
EC5383 | 2 | 3-phase multifunctional AC/DC poer source | net wave 30 | V1451146049 | EMC | 86#4F-EMC test lab | I | 2020-07-26 | 2021-07-25 | SIMT | Closed |  | 三相多功能交流/直流电源
EC5384 |  | 5M tapeline | TX34-5M |  | SH HEE | 86#4F-Multimedia test lab | III | 2015-03-04 | — | SIMT | Closed | 2015.06.22 | 5米卷尺
EC5385 |  | Slide-Wire Resistor | BX8-66 |  | CIXI | Yuyao test lab | III | 2015-04-09 | — | ES HG | Closed |  | 滑线变阻器
EC5386 |  | Slide-Wire Resistor | BX8-66 |  | CIXI | Yuyao test lab | III | 2015-04-09 | — | ES HG | Closed |  | 滑线变阻器
EC5387 |  | 1933 Daily check box | 1933 | 800980 | XM | Xiamen test lab | I | 2020-03-17 | 2021-03-16 | XRCTT | Closed |  | 1933 日常检查盒
EC5388 |  | Residual Votage testing device | 定制 |  | CIXI | Yuyao test lab | II | 2020-04-06 | 2021-04-05 | ES AW | Closed |  | 残余电压测试设备
EC5389 |  | Data Acquisition/Switch Unit 34970A | 34970A | MY44086051 | CIXI | CIXI test lab | II | 2020-04-24 | 2021-04-23 | ES AW | Closed | Agilent BenchLink Data Logger 3版本4.2.00 | 数据采集仪34970A
EC5389 | 1 | Data Acquisition/Switch Module 34901A | 34901A | MY41200454 | CIXI | CIXI test lab | II | 2020-04-24 | 2021-04-23 | ES AW | Closed |  | 数据采集仪模块34901A
EC5390 |  | Data Acquisition/Switch Unit 34970A | 34970A | MY44086026 | CIXI | CIXI test lab | II | 2020-05-21 | 2021-05-20 | ES AW | Closed | Agilent BenchLink Data Logger 3版本4.2.00 | 数据采集仪34970A
EC5390 | 1 | Data Acquisition/Switch Module 34901A | 34901A | MY41200459 | CIXI | CIXI test lab | II | 2020-05-21 | 2021-05-20 | ES AW | Closed |  | 数据采集仪模块34901A
EC5391 |  | Data Acquisition/Switch Unit 34972A | 34972A | MY49020090 | CIXI | CIXI test lab | II | 2019-12-17 | 2020-12-16 | ES AW | Closed | Agilent BenchLink Data Logger 3版本4.2.00 | 数据采集仪34972A
EC5391 | 1 | Data Acquisition/Switch Module 34901A | 34901A | MY41200470 | CIXI | CIXI test lab | III | 2018-03-25 | — | ES AW | Closed |  | 数据采集仪模块34901A
EC5391 | 2 | Data Acquisition/Switch Module 34901A | 34901A | MY41200519 | CIXI | CIXI test lab | III | 2018-03-25 | — | ES AW | Closed |  | 数据采集仪模块34901A
EC5392 |  | drop tester |  |  | HA | Haining test lab | I | 2020-04-17 | 2021-04-16 | SETRI | Closed |  | 吸尘器电刷头跌落试验仪
EC5393 |  | drop tester |  |  | QD | Qindao test lab | III | 2015-04-05 | — | ES HG | Closed |  | 跌落板
EC5394 |  | flexing test apparatus | KXT3244 |  | AV | Haining test lab | I | 2020-02-22 | 2021-02-21 | SETRI | Closed |  | 曲绕测试装置
EC5394 | 1 | Flexing test（voltmeter) | 500V |  | AV | 86#2F-Construction test lab(Ⅰ) | II | 2020-03-22 | 2021-03-21 | EC JK | Closed |  | 曲绕实验装置（电压表）
EC5394 | 2 | current meter |  |  | AV | 86#2F-Construction test lab(Ⅰ) | II | 2020-03-22 | 2021-03-21 | EC JK | Closed |  | 电流表
EC5394 | 3 | current meter |  |  | AV | 86#2F-Construction test lab(Ⅰ) | II | 2020-03-22 | 2021-03-21 | EC JK | Closed |  | 电流表
EC5394 | 4 | current meter |  |  | AV | 86#2F-Construction test lab(Ⅰ) | II | 2020-03-22 | 2021-03-21 | EC JK | Closed |  | 电流表
EC5395 |  | charcoal ignitors testing equipment |  |  | SH Lab | 86#3F-Home appliance test lab | III | 2015-06-02 | — | ES HG | Closed |  | 木炭点火器测试装置
EC5396 |  | precast concrete slabs |  |  | HA | 86#3F-Construction test lab (Ⅱ) | III | 2015-05-07 | — | ES CZ | Closed |  | 预制混凝土板
EC5396 | 1 | precast concrete slabs |  |  | HA | 86#3F-Construction test lab (Ⅱ) | III | 2015-05-07 | — | ES CZ | Closed |  | 预制混凝土板
EC5397 |  | AC frequency converter | AFC-31015T | F314110147 | QD | Qindao test lab | III | 2015-04-15 | — | ES JX | Closed |  | 变频电源
EC5398 |  | polyethylene discs |  |  | SH Lab | [5 empty] | Equipment arrived, waiting for acceptance check |  | 聚乙烯片
EC5399 |  | cookware and lid | 180 |  | HA | 86#3F-Home appliance test lab | II | 2020-05-26 | 2021-05-25 | ES AW | Closed |  | 锅子和盖子
EC5400 |  | cookware and lid | 210 |  | HA | 86#3F-Home appliance test lab | II | 2020-05-26 | 2021-05-25 | ES AW | Closed |  | 锅子和盖子
EC5401 |  | cookware and lid | 2400 |  | HA | 86#3F-Home appliance test lab | II | 2020-05-26 | 2021-05-25 | ES AW | Closed |  | 锅子和盖子
EC5402 |  | temperature and humidity recorder | ZJ1-2B | 201408188 | CIXI | CIXI test lab | I | 2015-04-17 | — | SQI | Out of service | 封存； | 温湿度计
EC5403 |  | Winding Equipment | 定制 |  | SH Lab | Haining test lab | I | 2020-04-08 | 2021-04-07 | SETRI | Closed |  | 绕线测试设备
EC5404 |  | Climate test chamber | SEWTH-Z-120L | 7020151008 | CIXI | Yuyao test lab | I | 2020-05-07 | 2021-05-06 | JSMI | Closed |  | 步入式温湿度箱
EC5405 |  | AC/DC digital power meter | WT310-H-C2/C7/G5 （20A） | C2RC13010V | CIXI | Yuyao test lab | I | 2020-05-12 | 2021-05-11 | CIXI | Closed |  | 数字功率表（WT310）
EC5406 |  | Digital stroboscope tachometer | DS-3200 | S088971 | SH Lab | 86#1F-Garden tools test lab (Ⅰ) | I | 2016-04-25 | — | JSMI | Out of service |  | 频闪测速仪
EC5407 |  | AC digital power meter（three phase） | AN7931X | 1502793005 | CIXI | Yuyao test lab | I | 2020-05-12 | 2021-05-11 | CIXI | Closed |  | 三相功率计
EC5408 |  | AC/DC digital power meter（single-phase） | AN8721PV2 | 1503872705 | CIXI | Yuyao test lab | I | 2020-05-13 | 2021-05-12 | CIXI | Closed |  | 单相交直流功率计
EC5409 |  | variable transformer | TDGC2j-10-10KVA1Φ |  | QD | Qindao test lab | III | 2015-04-29 | — | ES CZ | Closed |  | 调压器
EC5410 |  | variable transformer | TDGC2j-10-10KVA1Φ |  | QD | Qindao test lab | III | 2015-05-15 | — | ES CZ | Closed |  | 调压器
EC5411 |  | DC electronic load | 63630-80-60 | 636308002533 | QD | Qindao test lab | I | 2020-01-07 | 2021-01-06 | JSMI | Closed | 外框序列号 636002000966，报价为美元 | 可编程直流电子负载
EC5412 |  | DC electronic load | 63630-80-60 | 636308002555 | QD | Qindao test lab | I | 2020-01-07 | 2021-01-06 | JSMI | Closed | 外框序列号 636002000966，报价为美元 | 可编程直流电子负载
EC5413 |  | Three-phase AC Frequency converter | AFC-33030T | F314110151 | CIXI | CIXI test lab | III | 2015-06-27 | — | CEPREI | Closed |  | 三相变频电源
EC5414 |  | AC Power Source | KDF-11005G | F214040046 | CIXI | CIXI test lab | III | 2015-06-27 | — | CEPREI | Closed |  | 变频电源
EC5414 | 1 | Variable Voltage Transformer |  | F214040046 | CIXI | Yuyao test lab | III | 2015-06-27 | — | CEPREI | Closed | 杭州转移设备EH1488 | 调压器
EC5415 |  | AC Power Source | KDF-11005G | F214020034 | CIXI | CIXI test lab | III | 2015-06-27 | — | CEPREI | Closed |  | 变频电源
EC5416 |  | Needle flame tester | KS-02A |  | CIXI | CIXI test lab | II | 2020-04-06 | 2021-04-05 | ES AW | Closed |  | 针焰试验仪
EC5416 | 1 | Gauge | KS-02A |  | YY | Yuyao test lab | II | 2020-04-06 | 2021-04-05 | ES AW | Closed |  | 斜面量块
EC5416 | 2 | Flame Gauge | KS-02A |  | YY | Yuyao test lab | II | 2020-04-06 | 2021-04-05 | ES AW | Closed |  | 火焰量块
EC5416 | 3 | Distance gauge | KS-02A |  | YY | Yuyao test lab | II | 2020-04-06 | 2021-04-05 | ES AW | Closed |  | 距离量块
EC5416 | 4 | Needle flame tester | KS-02A |  | YY | CIXI test lab | I | 2020-04-15 | 2021-04-14 | JSMI | Closed |  | 针焰试验仪----温控器
EC5417 |  | Tracking index tester | KS-01A |  | CIXI | CIXI test lab | II | 2020-04-06 | 2021-04-05 | ES AW | Closed |  | 漏电起痕试验仪
EC5417 | 1 | 4mm Gauge | KS-01A |  | CIXI | CIXI test lab | II | 2020-04-06 | 2021-04-05 | ES AW | Closed |  | 4mm 量块
EC5417 | 2 | 30x40 Gauge | KS-01A |  | CIXI | CIXI test lab | II | 2020-04-06 | 2021-04-05 | ES AW | Closed |  | 30x40量块
EC5417 | 3 | 1N Gauge | KS-01A |  | CIXI | CIXI test lab | II | 2020-04-06 | 2021-04-05 | ES AW | Closed |  | 1N重块
EC5418 |  | Glow-wire tester | KS-03A |  | YY | CIXI test lab | II | 2020-04-06 | 2021-04-05 | ES AW | Closed |  | 灼热丝试验仪
EC5418 | 1 | Height gauge | KS-03A |  | CX | CIXI test lab | III | 2015-03-20 | — | CIXI | Closed |  | 高度尺
EC5418 | 2 | 高度尺 |  |  | YY | CIXI test lab | II | 2020-04-06 | 2021-04-05 | ES AW | Closed |  | 150mm
EC5419 | 0 | IPX1-6 | IPX1~6 |  | CIXI | CIXI test lab | I | 2020-05-07 | 2021-05-06 | SETRI | Closed |  | ipx淋雨装置
EC5419 | 1 | IPX1~6 (IPX3~4 pressure meter) | 0~0.2MPa |  | CIXI | CIXI test lab | I | 2015-05-19 | — | SIMT | Repairing |  | 压力表
EC5419 | 10 | angle gauge | 0~180° |  | CIXI | CIXI test lab | III | 2015-05-19 | — | SMTI | Closed |  | 角度仪
EC5419 | 11 | angle gauge | 0~180° |  | CIXI | CIXI test lab | III | 2015-05-19 | — | SIMT | Closed |  | 角度仪
EC5419 | 12 | spraying water | KXT1361 |  | CIXI | CIXI test lab | I | 2020-05-07 | 2021-05-06 | SETRI | Closed |  | 淋水喷头
EC5419 | 13 | IPX5 nozzle | IPX5 |  | CIXI | CIXI test lab | I | 2020-05-07 | 2021-05-06 | SETRI | Closed |  | IPX5 喷嘴
EC5419 | 14 | Nozzle of spraying water |  |  | CIXI | CIXI test lab | I | 2020-05-07 | 2021-05-06 | SETRI | Closed |  | 淋水嘴
EC5419 | 15 | nozzle of spraying water |  |  | CIXI | CIXI test lab | I | 2020-05-07 | 2021-05-06 | SETRI | Closed |  | 淋水喷嘴
EC5419 | 16 | nozzle of spraying water |  |  | CIXI | CIXI test lab | I | 2020-05-07 | 2021-05-06 | SETRI | Closed |  | 淋水喷嘴
EC5419 | 17 | water of purling |  |  | CIXI | CIXI test lab | I | 2020-05-07 | 2021-05-06 | SETRI | Closed |  | 美标洒水喷嘴
EC5419 | 18 | IPX1~2 |  |  | CIXI | CIXI test lab | I | 2020-05-07 | 2021-05-06 | SETRI | Closed |  | IPX1~2
EC5419 | 19 | IPX3~4 | IPX3~4 |  | CIXI | CIXI test lab | I | 2020-05-07 | 2021-05-06 | SETRI | Closed |  | IPX3~4
EC5419 | 2 | pressure meter | 0~3.5kg/cm2 |  | CIXI | CIXI test lab | I | 2017-05-27 | 2018-05-26 | JSMI | Calibrating |  | 压力表
EC5419 | 20 | ratating table with incline |  |  | CIXI | CIXI test lab | I | 2020-05-07 | 2021-05-06 | SETRI | Closed |  | 倾斜旋转台
EC5419 | 21 | IPX1~6 (IPX3~4 pressure meter) | 0~0.4MPa | jp190413355 | CIXI | CIXI test lab | I | 2020-04-29 | 2021-04-28 | JSMI | Closed |  | 压力表（0.4MPa）
EC5419 | 22 | IPX1~6 (IPX3~4 pressure meter) | 0~0.4MPa | jp190413356 | CIXI | CIXI test lab | I | 2020-04-29 | 2021-04-28 | JSMI | Closed |  | 压力表（0.4MPa）
EC5419 | 23 | IPX1~6 (IPX3~4 pressure meter) | 0~0.4MPa | jp190413357 | CIXI | CIXI test lab | I | 2020-04-29 | 2021-04-28 | JSMI | Closed |  | 压力表（0.4MPa）
EC5419 | 24 | IPX1~6 (IPX3~4 pressure meter) | 0~0.06MPa | jp190413358 | CIXI | CIXI test lab | I | 2020-04-29 | 2021-04-28 | JSMI | Closed |  | 压力表（0.06MPa）
EC5419 | 25 | IPX1~6 (IPX3~4 pressure meter) | 0~0.06MPa | jp190413359 | CIXI | CIXI test lab | I | 2020-04-29 | 2021-04-28 | JSMI | Closed |  | 压力表（0.06MPa）
EC5419 | 26 | IPX1~6 (IPX3~4 pressure meter) | 0~0.06MPa | jp190413360 | CIXI | CIXI test lab | I | 2020-04-29 | 2021-04-28 | JSMI | Closed |  | 压力表（0.06MPa）
EC5419 | 3 | pressure meter | 0~3.5kg/cm2 |  | CIXI | CIXI test lab | I | 2017-05-27 | 2018-05-26 | JSMI | Calibrating |  | 压力表
EC5419 | 4 | pressure meter | 0~60KPa |  | CIXI | CIXI test lab | I | 2020-02-11 | — | JSMI | Damaged | 2020/03/02邮件确认损坏 | 压力表
EC5419 | 5 | pressure meter | 0~60KPa |  | CIXI | CIXI test lab | I | 2020-04-29 | 2021-04-28 | JSMI | Closed |  | 压力表
EC5419 | 6 | pressure meter | 0~60KPa |  | CIXI | CIXI test lab | I | 2020-02-11 | — | JSMI | Damaged | 2020/03/02邮件确认损坏 | 压力表
EC5419 | 7 | pressure meter | 0~3psi |  | CIXI | CIXI test lab | I | 2015-05-19 | — | SMTI | Repairing |  | 压力表
EC5419 | 8 | flow meter | XYJ-CH1KB1M2 K=1687.31N/L |  | CIXI | CIXI test lab | I | 2018-04-26 | 2020-04-25 | SMTI | Closed |  | 流量计
EC5419 | 9 | Flow meter | XYJ_CH1KBIM2 K=12724.16N/L |  | CIXI | CIXI test lab | I | 2020-05-07 | 2022-05-06 | SIMT | Closed |  | 流量计
EC5420 |  | IPX1~6 | ipx1~2,ipx3~4,IPX3~4淋水，IPX5，倾斜旋转台，UL淋水，UL洒水，控制箱 |  | CIXI | [5 empty] | Equipment arrived, waiting for acceptance check |  | IPX1~6
EC5421 |  | pressure test equipment | 5.5/63 |  | SH Lab | 86#3F-Home appliance test lab | III | 2015-05-27 | — | ES CZ | Closed |  | 试压泵
EC5421 | 1 | pressure meter | 100MPa |  | SH Lab | [5 empty] | Equipment arrived, waiting for acceptance check |  | 压力表
EC5422 |  | test probeB | 手掌部分 125mm |  | CIXI | Yuyao test lab | II | 2020-05-07 | 2021-05-06 | EC JZ | Closed |  | 弯曲试验指
EC5423 |  | pressure meter | 0.25MPa 2.5级 | RD150410580 | SH Lab | 86#3F-Home appliance test lab | I | 2020-05-29 | 2021-05-28 | JSMI | Closed | 0.25MPa Y-60 | 压力表（0.25MPa）
EC5424 |  | pressure meter | 0.4MPa 2.5级 | RD150410579 | SH Lab | 86#3F-Home appliance test lab | I | 2020-05-29 | 2021-05-28 | JSMI | Closed | 0.4MPa | 压力表（0.4MPa）
EC5425 |  | pressure meter | 0.6MPa 2.5级 | RD150435583 | SH Lab | 86#3F-Home appliance test lab | I | 2020-05-29 | 2021-05-28 | JSMI | Closed | 0.6MPa | 压力表（0.6MPa）
EC5426 |  | pressure meter | 1MPa 2.5级 | PB150312854 | SH Lab | 86#3F-Home appliance test lab | I | 2019-08-21 | 2020-08-20 | JSMI | Calibrating | 1MPa | 压力表（1MPa）
EC5427 |  | pressure meter | 2.5MPa 2.5级 | SE150535696 | SH Lab | 86#3F-Home appliance test lab | I | 2020-09-24 | 2021-09-23 | JSMI | Closed | 2.5MPa | 压力表（2.5MPa）
EC5428 |  | pressure meter | 4MPa 2.5级 | RD150429596 | SH Lab | 86#3F-Home appliance test lab | I | 2020-05-29 | 2021-05-28 | JSMI | Closed | 4MPa | 压力表（4MPa）
EC5429 |  | pressure meter | 6MPa 2.5级 | OA140129997 | SH Lab | 86#3F-Home appliance test lab | I | 2020-05-29 | 2021-05-28 | JSMI | Closed | 6MPa | 压力表（6MPa）
EC5430 |  | pressure meter | 16MPa 2.5级 | RD150435584 | SH Lab | 86#3F-Home appliance test lab | I | 2020-05-29 | 2021-05-28 | JSMI | Closed | 16MPa | 压力表（16MPa）
EC5431 |  | pressure meter | 25MPa 2.5级 | QC140310028 | SH Lab | 86#3F-Home appliance test lab | I | 2020-04-29 | 2021-04-28 | JSMI | Closed | 25MPa | 压力表（25MPa）
EC5432 |  | pressure meter | 40MPa 2.5级 | RD150410578 | SH Lab | 86#3F-Home appliance test lab | I | 2020-05-29 | 2021-05-28 | JSMI | Closed | 40MPa | 压力表（40MPa）
EC5433 |  | pressure meter | 60MPa 2.5级 | SE150510732 | SH Lab | 86#3F-Home appliance test lab | I | 2020-05-29 | 2021-05-28 | JSMI | Closed | 60MPa | 压力表（60MPa）
EC5434 |  | polyethylene discs | φ80mm, 厚度2mm |  | SH Lab | 86#3F-Home appliance test lab | II | 2020-05-14 | 2021-05-13 | ES AW | Closed |  | 塑料片
EC5435 |  | test lamphoder for IEC/EN 60360 | E27*1 |  | SH Lab | 51#7F-LUM test lab | III | 2015-06-02 | — | EC JZ | Closed |  | 测试灯座
EC5436 |  | Test lampholder | E14*1 |  | SH Lab | 51#7F-LUM test lab | III | 2015-06-02 | — | EC JZ | Closed |  | 测试灯座
EC5437 |  | test lampholder | E22 |  | SH Lab | 51#7F-LUM test lab | III | 2015-06-02 | — | EC JZ | Closed |  | 测试灯座
EC5438 |  | Test lampholder | E15 |  | SH Lab | 51#7F-LUM test lab | III | 2015-06-02 | — | EC JZ | Closed |  | 测试灯座
EC5439 |  | test lampholder | E40 |  | SH Lab | 51#7F-LUM test lab | III | 2015-06-02 | — | EC JZ | Closed |  | 测试灯座
EC5440 |  | Surge tester | GC-12 | ET150928 | QD | Qindao test lab | I | 2020-01-15 | 2021-01-14 | SIMT | Closed |  | 电涌试验仪
EC5441 |  | pressure testing pump |  |  | CIXI | 86#3F-Home appliance test lab | III | 2015-05-27 | — | ES CZ | Closed |  | 试压泵
EC5442 |  | Three-phase active power transmitter | BD-4P | 11404041760011 | SH Wind | 86#1F-Small Wind Turbine Lab | I | 2019-03-15 | 2021-03-14 | SIMT | Closed | 400V 5A 0~20mA | 三相有功功率变送器
EC5443 |  | test fingernail |  |  | CIXI | CIXI test lab | II | 2020-05-22 | 2021-05-21 | EC JZ | Closed |  | 测试指甲
EC5444 |  | test rig for torque on pin supported appliance |  |  | CIXI | CIXI test lab | II | 2020-04-06 | 2021-04-05 | ES AW | Closed |  | 插头扭力测试仪
EC5444 | 1 | socket |  |  | ACCE | CIXI test lab | II | 2020-09-08 | 2021-09-07 | EC JZ | Closed |  | 插座
EC5444 | 2 | socket |  |  | ACCE | CIXI test lab | II | 2020-09-08 | 2021-09-07 | EC JZ | Closed |  | 插座
EC5444 | 3 | socket |  |  | ACCE | CIXI test lab | II | 2020-09-08 | 2021-09-07 | EC JZ | Closed |  | 插座
EC5445 |  | 2J impact test apparatus | 2J |  | CIXI | CIXI test lab | I | 2020-07-10 | 2021-07-09 | SETRI | Closed |  | 2J 冲击锤
EC5446 |  | test probe 11 |  |  | CIXI | CIXI test lab | II | 2020-05-22 | 2021-05-21 | EC JZ | Closed |  | 测试指11
EC5447 |  | test sphere |  |  | CIXI | CIXI test lab | II | 2020-04-06 | 2021-04-05 | EC JK | Closed |  | 测试球
EC5448 |  | wood sphere |  |  | CIXI | CIXI test lab | II | 2020-04-06 | 2021-04-05 | EC JK | Closed |  | 木球
EC5449 |  | hardened steel pin |  |  | CIXI | CIXI test lab | II | 2020-05-22 | 2021-05-21 | EC JZ | Closed |  | 划针
EC5450 |  | rotating spits |  |  | CIXI | CIXI test lab | II | 2020-04-06 | 2021-04-05 | EC JK | Closed |  | 圆砝码
EC5451 |  | test probe B |  |  | CIXI | CIXI test lab | II | 2020-05-22 | 2021-05-21 | EC JZ | Closed |  | 测试指B
EC5452 |  | bowl |  |  | CIXI | CIXI test lab | III | 2015-05-22 | — | ES HG | Closed |  | 碗
EC5453 |  | iron bar |  |  | CIXI | CIXI test lab | II | 2020-04-06 | 2021-04-05 | EC JK | Closed |  | 铁板
EC5454 |  | HVAC chamber | 定制 |  | QD | Qindao test lab | I | 2020-04-14 | 2021-04-13 | QDIMT | Closed | software ver:1.0.5 | 多功能实验室
EC5454 | 1 | frequency conversion power source | AN97010H-10KVA | 1501970107 | QD | Qindao test lab | III | 2015-06-05 | — | MFG | Closed |  | 单相变频电源
EC5454 | 2 | frequency conversion power source | AN97030TT | 1502970096 | QD | Qindao test lab | III | 2015-06-05 | — | QDIMT | Closed |  | 三相变频电源
EC5454 | 3 | Electronic scale | 定制 | S13414524 | QD | Qindao test lab | I | 2020-01-07 | 2021-01-06 | GRGT | Closed |  | 电子秤
EC5454 | 4 | Power meter | WT330 | C2RB26052V | QD | Qindao test lab | I | 2020-04-14 | 2021-04-13 | QDIMT | Closed |  | 功率表
EC5454 | 5 | Power meter | WT330 |  | QD | Qindao test lab | I | 2020-04-14 | 2021-04-13 | QDIMT | Closed |  | 功率表
EC5454 | 6 | Flowmeter | AXF010G | S5R404303 514 | QD | Qindao test lab | I | 2019-07-22 | 2021-07-21 | SIMT | Closed |  | 流量计
EC5454 | 7 | Flowmeter | AXF015G | S5R404304 514 | QD | Qindao test lab | I | 2019-11-20 | 2021-11-19 | SIMT | Closed |  | 流量计
EC5455 |  | Sieve |  |  | CIXI | CIXI test lab | III | 2015-06-01 | — | ES CZ | Closed | 直径小于0.25mm | 筛子
EC5456 |  | Sieve |  |  | CIXI | CIXI test lab | III | 2015-06-01 | — | ES CZ | Closed | 直径大于0.17 | 筛子
EC5457 |  | Power transmitter |  |  | IW | 86#1F-IW test lab | I | 2019-06-04 | 2021-06-03 | GRGT | Closed | 690V/5A-3相4线 | 功率变送器
EC5458 |  | Current transformer |  | 11503230520001 | IW | 86#1F-Small Wind Turbine Lab | I | 2016-08-01 | 2018-07-31 | JSMI | Closed | K140 -0.2级、2500:2 | 电流互感器
EC5459 |  | Current transformer |  | 11503230520002 | IW | 86#1F-Small Wind Turbine Lab | I | 2019-03-13 | 2021-03-12 | JSMI | Closed | K140 -0.2级、2500:2 | 电流互感器
EC5460 |  | Current transformer |  | 11503230520003 | IW | 86#1F-Small Wind Turbine Lab | I | 2019-04-26 | 2021-04-25 | JSMI | Closed | K140 -0.2级、2500:2 | 电流互感器
EC5461 |  | Rapid spectral radiometer | PHOTO-2000J | G100747TM1351119/J1351186 | PPT | 51#7F-PPT test lab | I | 2020-06-03 | 2021-06-02 | EVERFINE | Closed |  | 智能型多功能光度计
EC5462 |  | Measuring Cup（500ML） |  |  | CIXI | CIXI test lab | III | 2015-05-22 | — | SIMT | Closed |  | 量杯（500ML）
EC5463 |  | Measuring Cup（250ML） |  |  | CIXI | CIXI test lab | III | 2015-05-22 | — | SIMT | Closed |  | 量杯（250ML）
EC5464 |  | apparatus for spillage test |  |  | CIXI | CIXI test lab | II | 2020-04-06 | 2021-04-05 | EC JK | Closed |  | 溢水装置
EC5465 |  | push-pull scale | FB-300N | 327294 | QD | Qindao test lab | I | 2020-01-13 | 2021-01-12 | JSMI | Closed |  | 推拉力计FB-300N
EC5466 |  | torque screwdriver | N12LTDK | 226941 | QD | Qindao test lab | I | 2020-07-07 | 2021-07-06 | JSMI | Closed |  | 扭力螺丝刀N12LTDK
EC5467 |  | AC/DC digital power meter | WT310-H-C2/C7/G5 （20A） | C2RE19011V | ICT | 86#4F-EMC test lab | I | 2020-07-08 | 2021-07-07 | JSMI | Closed |  | 数字功率计（WT310）
EC5468 |  | spillage test apparatus |  |  | CIXI | CIXI test lab | II | 2020-04-06 | 2021-04-05 | EC JK | Closed |  | 溢水测试装置
EC5469 |  | test probe | refer to standard EN60335-1 CL20.2 |  | QD | Qindao test lab | II | 2020-05-16 | 2021-05-15 | EC JZ | Closed |  | 测试指
EC5470 |  | Test cone |  |  | QD | Qindao test lab | II | 2020-07-02 | 2021-07-01 | EC JZ | Closed |  | 测试锥
EC5470 | 1 | Test cone |  |  | QD | Qindao test lab | II | 2016-07-02 | — | EC JZ | Disposal |  | 测试锥
EC5471 | 1 | cylindrical weights |  |  | QD | Qindao test lab | II | 2020-05-16 | 2021-05-15 | EC JZ | Closed |  | 圆砝码
EC5471 | 10 | cylindrical weights | φ80， 0.5Kg |  | QD | Qindao test lab | II | 2020-05-16 | 2021-05-15 | EC JZ | Closed |  | 圆砝码
EC5471 | 10 | cylindrical weights | φ80， 0.5Kg |  | QD | Qindao test lab | II | 2020-05-16 | 2021-05-15 | EC JZ | Closed |  | 圆砝码
EC5471 | 11 | cylindrical weights | φ80， 0.5Kg |  | QD | Qindao test lab | II | 2020-05-16 | 2021-05-15 | EC JZ | Closed |  | 圆砝码
EC5471 | 12 | cylindrical weights | φ80， 0.5Kg |  | QD | Qindao test lab | II | 2020-05-16 | 2021-05-15 | EC JZ | Closed |  | 圆砝码
EC5471 | 13 | cylindrical weights | φ80， 0.5Kg |  | QD | Qindao test lab | II | 2020-05-16 | 2021-05-15 | EC JZ | Closed |  | 圆砝码
EC5471 | 14 | cylindrical weights | φ80， 0.5Kg |  | QD | Qindao test lab | II | 2020-05-16 | 2021-05-15 | EC JZ | Closed |  | 圆砝码
EC5471 | 15 | cylindrical weights | φ80， 0.5Kg |  | QD | Qindao test lab | II | 2020-05-16 | 2021-05-15 | EC JZ | Closed |  | 圆砝码
EC5471 | 16 | cylindrical weights | φ80， 0.5Kg |  | QD | Qindao test lab | II | 2020-05-16 | 2021-05-15 | EC JZ | Closed |  | 圆砝码
EC5471 | 17 | cylindrical weights | φ80， 0.5Kg |  | QD | Qindao test lab | II | 2020-05-16 | 2021-05-15 | EC JZ | Closed |  | 圆砝码
EC5471 | 18 | cylindrical weights | φ80， 0.5Kg |  | QD | Qindao test lab | II | 2020-05-16 | 2021-05-15 | EC JZ | Closed |  | 圆砝码
EC5471 | 19 | cylindrical weights | φ80， 0.5Kg |  | QD | Qindao test lab | II | 2020-05-16 | 2021-05-15 | EC JZ | Closed |  | 圆砝码
EC5471 | 2 | cylindrical weights | φ80， 0.5Kg |  | QD | Qindao test lab | II | 2020-05-16 | 2021-05-15 | EC JZ | Closed |  | 圆砝码
EC5471 | 20 | cylindrical weights | φ80， 0.5Kg |  | QD | Qindao test lab | II | 2020-05-16 | 2021-05-15 | EC JZ | Closed |  | 圆砝码
EC5471 | 20 | cylindrical weights | φ80， 0.5Kg |  | QD | Qindao test lab | II | 2020-05-16 | 2021-05-15 | EC JZ | Closed |  | 圆砝码
EC5471 | 21 | cylindrical weights | φ80， 0.5Kg |  | QD | Qindao test lab | II | 2020-05-16 | 2021-05-15 | EC JZ | Closed |  | 圆砝码
EC5471 | 22 | cylindrical weights | φ80， 0.5Kg |  | QD | Qindao test lab | II | 2020-05-16 | 2021-05-15 | EC JZ | Closed |  | 圆砝码
EC5471 | 23 | cylindrical weights | φ80， 0.5Kg |  | QD | Qindao test lab | II | 2020-05-16 | 2021-05-15 | EC JZ | Closed |  | 圆砝码
EC5471 | 24 | cylindrical weights | φ80， 0.5Kg |  | QD | Qindao test lab | II | 2020-05-16 | 2021-05-15 | EC JZ | Closed |  | 圆砝码
EC5471 | 25 | cylindrical weights | φ80， 0.5Kg |  | QD | Qindao test lab | II | 2020-05-16 | 2021-05-15 | EC JZ | Closed |  | 圆砝码
EC5471 | 26 | cylindrical weights | φ80， 0.5Kg |  | QD | Qindao test lab | II | 2020-05-16 | 2021-05-15 | EC JZ | Closed |  | 圆砝码
EC5471 | 27 | cylindrical weights | φ80， 0.5Kg |  | QD | Qindao test lab | II | 2020-05-16 | 2021-05-15 | EC JZ | Closed |  | 圆砝码
EC5471 | 28 | cylindrical weights | φ80， 0.5Kg |  | QD | Qindao test lab | II | 2020-05-16 | 2021-05-15 | EC JZ | Closed |  | 圆砝码
EC5471 | 29 | cylindrical weights | φ80， 0.5Kg |  | QD | Qindao test lab | II | 2020-05-16 | 2021-05-15 | EC JZ | Closed |  | 圆砝码
EC5471 | 3 | cylindrical weights | φ80， 0.5Kg |  | QD | Qindao test lab | II | 2020-05-16 | 2021-05-15 | EC JZ | Closed |  | 圆砝码
EC5471 | 30 | cylindrical weights | φ80， 0.5Kg |  | QD | Qindao test lab | II | 2020-05-16 | 2021-05-15 | EC JZ | Closed |  | 圆砝码
EC5471 | 4 | cylindrical weights | φ80， 0.5Kg |  | QD | Qindao test lab | II | 2020-05-16 | 2021-05-15 | EC JZ | Closed |  | 圆砝码
EC5471 | 5 | cylindrical weights | φ80， 0.5Kg |  | QD | Qindao test lab | II | 2020-05-16 | 2021-05-15 | EC JZ | Closed |  | 圆砝码
EC5471 | 6 | cylindrical weights | φ80， 0.5Kg |  | QD | Qindao test lab | II | 2020-05-16 | 2021-05-15 | EC JZ | Closed |  | 圆砝码
EC5471 | 7 | cylindrical weights | φ80， 0.5Kg |  | QD | Qindao test lab | II | 2020-05-16 | 2021-05-15 | EC JZ | Closed |  | 圆砝码
EC5471 | 8 | cylindrical weights | φ80， 0.5Kg |  | QD | Qindao test lab | II | 2020-05-16 | 2021-05-15 | EC JZ | Closed |  | 圆砝码
EC5471 | 9 | cylindrical weights | φ80， 0.5Kg |  | QD | Qindao test lab | II | 2020-05-16 | 2021-05-15 | EC JZ | Closed |  | 圆砝码
EC5472 |  | steel ball | φ75 |  | QD | Qindao test lab | II | 2020-07-02 | 2021-07-01 | EC JZ | Closed |  | 钢球
EC5473 |  | inclined plain |  |  | QD | Qindao test lab | III | 2016-09-05 | — | EC JZ | Closed |  | 倾斜板
EC5473 | 1 | measure gauge |  |  | QD | Qindao test lab | I | 2019-12-16 | 2020-12-15 | JSMI | Closed |  | 角度尺
EC5474 |  | impact hammer | 2J |  | QD | Qindao test lab | I | 2020-02-22 | 2021-02-21 | SETRI | Closed |  | 冲击锤
EC5475 |  | test corner | 0.9X0.9x0.9 |  | CIXI | CIXI test lab | III | 2015-07-02 | — | ES HG | Closed |  | 测试角
EC5476 |  | test corner | 0.9X0.9x0.9 |  | CIXI | CIXI test lab | III | 2015-07-02 | — | ES HG | Closed |  | 测试角
EC5477 |  | test corner | 0.9X0.9x0.9 |  | CIXI | CIXI test lab | III | 2015-07-02 | — | ES HG | Closed |  | 测试角
EC5478 |  | test corner | 1.2X1.2X1.7 |  | CIXI | CIXI test lab | III | 2015-07-02 | — | ES HG | Closed |  | 测试角
EC5479 |  | test corner | 0.6X0.6X0.6 |  | SH Lab | 86#4F-Multimedia test lab | III | 2015-06-24 | — | ES CZ | Closed |  | 测试角
EC5480 |  | test corner | 1.8X1X0.5 |  | SH Lab | 86#4F-Multimedia test lab | III | 2015-06-24 | — | ES CZ | Closed |  | 测试角
EC5481 |  | counting cup | 500ml |  | QD | Qindao test lab | III | 2015-06-25 | — | SIMT | Closed |  | 量杯
EC5482 | 1 | Shunt | 2A 75mV |  | PT | Shibei PV lab | II | 2017-06-18 | — | ES CZ | Disposal |  | 分流器
EC5482 | 2 | Shunt | 2A 75mV |  | PV | Shibei PV lab | II | 2017-06-18 | — | ES CZ | Out of service |  | 分流器
EC5482 | 3 | Shunt | 2A 75mV |  | PV | Shibei PV lab | II | 2017-06-18 | — | ES CZ | Out of service |  | 分流器
EC5482 | 4 | Shunt | 2A 75mV |  | PV | Shibei PV lab | II | 2017-06-18 | — | ES CZ | Disposal |  | 分流器
EC5483 |  | Digital conductivity meter | FE30（配 LE703 电导电极 ） | B523028061 | CIXI | CIXI test lab | I | 2020-05-18 | 2021-05-17 | CIXI | Closed | 配 LE703 电导电极（P/N：12107278） | 电导率仪
EC5484 |  | Power transmitter |  |  | IW | BJ IW test lab | I | 2016-11-15 | 2018-11-14 | SIMT | Closed | 400V/5A-3相4线 0.2级 | 功率变送器
EC5485 |  | Power transmitter |  |  | IW | BJ IW test lab | I | 2016-12-20 | 2017-12-19 | CASC | Closed | 690V/5A-3相4线 0.2级 | 功率变送器
EC5486 |  | 1K10 impact tester 20J | 20J |  | PT | 86#2F-Construction test lab(Ⅰ) | II | 2020-06-29 | 2021-06-28 | EC JZ | Closed |  | 20J 冲击头
EC5487 |  | Current transformer |  |  | IW | 86#1F-IW test lab | I | 2019-04-26 | 2021-04-25 | JSMI | Closed | 30：5 A-0.2级 | 电流互感器
EC5488 |  | Current transformer |  |  | IW | 86#1F-IW test lab | I | 2019-04-26 | 2021-04-25 | JSMI | Closed | 30：5 A-0.2级 | 电流互感器
EC5489 |  | Current transformer |  |  | IW | 86#1F-IW test lab | I | 2019-04-26 | 2021-04-25 | JSMI | Closed | 30：5 A-0.2级 | 电流互感器
EC5490 |  | Reel Machined for vacuum cleaner |  |  | CIXI | CIXI test lab | II | 2020-04-03 | 2021-04-02 | ES AW | Closed |  | 吸尘器拉伸试验机
EC5490 | 1 | angle rule |  |  | CX | CIXI test lab | I | 2020-05-14 | 2021-05-13 | CIXI | Closed |  | 角度尺
EC5491 |  | free fall test apparatus |  |  | CIXI | Yuyao test lab | II | 2020-04-06 | 2021-04-05 | EC JK | Closed |  | 滚筒跌落试验机
EC5492 |  | gas concentration measuring device | XP-3110 | 11070301 | CIXI | CIXI test lab | I | 2020-05-11 | 2021-05-10 | SIMT | Closed | 检测异丁烷气体 | 可燃气体检测仪
EC5493 |  | Shunt |  |  | IW | BJ IW test lab | I | 2015-06-25 | 2017-06-24 | SIMT | Closed | 200A 75mV-0.2级 | 分流器
EC5494 |  | DC power meter |  |  | IW | BJ IW test lab | I | 2015-09-02 | 2017-09-01 | SIMT | Closed | 48V75mV-0.2级 | 直流功率表
EC5495 |  | Apparatus for switch endurance test with sample |  |  | CIXI | CIXI test lab | II | 2020-04-03 | 2021-04-02 | EC JK | Closed |  | 开关耐久测试装置
EC5496 |  | 2KΩ non inductive resistor |  |  | CIXI | CIXI test lab | II | 2020-07-06 | 2021-07-05 | EC JZ | Closed |  | 2KΩ无感电阻
EC5497 |  | 5M tapeline | TX34-5M-C |  | CIXI | CIXI test lab | III | 2015-07-13 | — | JSMI | Closed |  | 5米卷尺
EC5498 |  | torque screwdriver | N20LTDK | 13D091 | CIXI | Yuyao test lab | I | 2020-03-04 | 2021-03-03 | SIMT | Closed |  | KANON 扭力起子
EC5499 |  | temperature and humidity recorder | Testo 175H1 | 40344591 411 | CIXI | Yuyao test lab | I | 2016-07-06 | — | JSMI | Repairing |  | 温湿度计
EC5500 |  | temperature and humidity recorder | Testo 175H1 | 40344571 411 | CIXI | CIXI test lab | I | 2020-04-30 | 2021-04-29 | JSMI | Closed |  | 温湿度计
EC5501 | 1 | Test load（2.3Kg） | 定制（IEC60335-2-24/CL.20.102 2.3Kg） |  | CIXI | CIXI test lab | II | 2020-04-06 | 2021-04-05 | EC JK | Closed |  | 砝码（2.3Kg）
EC5501 | 2 | Test load（2.3Kg） | 定制（IEC60335-2-24/CL.20.102 2.3Kg） |  | CIXI | CIXI test lab | II | 2020-04-06 | 2021-04-05 | EC JK | Closed |  | 砝码（2.3Kg）
EC5502 | 1 | Test load（0.5Kg） | 定制（IEC60335-2-24/CL.20.102, 0.5Kg） |  | CIXI | CIXI test lab | II | 2020-04-06 | 2021-04-05 | EC JK | Closed |  | 砝码（0.5Kg）
EC5502 | 2 | Test load（0.5Kg） | 定制（IEC60335-2-24/CL.20.102, 0.5Kg） |  | CIXI | CIXI test lab | II | 2020-04-06 | 2021-04-05 | EC JK | Closed |  | 砝码（0.5Kg）
EC5503 |  | 8 channel Data Acquisition | CS-5008-N | 143568 | BJ | 51#7F-SH Wind test lab | I | 2019-03-26 | 2021-03-25 | CASC | Closed |  | 8通道便携式数据采集器
EC5503 | 1 | 2 channel bridge test module | CANSAS-Bridge2 | 897737 | BJ | 86#1F-IW test lab | I | 2015-09-14 | 2017-09-13 | NIM | Closed |  | 2通道桥路测试模块
EC5503 | 2 | 2 channel bridge test module | CANSAS-Bridge2 | 897783 | BJ | 86#1F-IW test lab | I | 2019-03-26 | 2021-03-25 | CASC | Closed |  | 2通道桥路测试模块
EC5503 | 3 | 2 channel bridge test module | CANSAS-Bridge2 | 897784 | BJ | 86#1F-IW test lab | I | 2019-03-26 | 2021-03-25 | CASC | Closed |  | 2通道桥路测试模块
EC5503 | 4 | 2 channel bridge test module | CANSAS-Bridge2 | 897785 | BJ | 86#1F-IW test lab | I | 2015-09-14 | 2017-09-13 | NIM | Closed |  | 2通道桥路测试模块
EC5503 | 5 | 2 channel bridge test module | CANSAS-Bridge2 | 897787 | BJ | 86#1F-IW test lab | I | 2015-09-14 | 2017-09-13 | NIM | Closed |  | 2通道桥路测试模块
EC5503 | 6 | 8 channel strain measurement module | CANSAS-L-DCB8 | 897888 | BJ | 86#1F-IW test lab | I | 2019-03-26 | 2021-03-25 | CASC | Closed |  | 8通道应变测量模块
EC5503 | 7 | 16 channel digital data acquisition module | CANSAS-L-DI16 | 898038 | BJ | 86#1F-IW test lab | I | 2019-03-26 | 2021-03-25 | CASC | Closed |  | 16通道数字量采集模块
EC5503 | 8 | 16 channel voltage measurement module | CANSAS-L-SC16 | 898131 | BJ | 86#1F-IW test lab | I | 2019-03-26 | 2021-03-25 | CASC | Closed |  | 16通道电压测量模块
EC5504 |  | Climate Test Chamber | SETH-Z-022L | 806351032 | PS | 86#2F-Power supply test lab | II | 2019-10-17 | 2020-10-16 | EC JK | Closed |  | 高低温调温调湿箱
EC5505 | 18 | cylindrical weights | φ80， 0.5Kg |  | QD | Qindao test lab | II | 2016-07-06 | — | EC JZ | Can not be found |  | 圆砝码
EC5506 |  | impact tester | φ25 1公斤 |  | PT | 86#1F-1F Power distribution room | II | 2019-06-29 | — | EC JZ | Can not be found |  | φ25 1公斤 冲击装置
EC5507 |  | Measuring Cup（50ML） |  |  | CIXI | CIXI test lab | III | 2015-07-20 | — | SIMT | Closed | 上海长城华美仪器化剂有限公司 | 量杯（50ML）
EC5508 |  | Barometer（PTB1101BOBA） | PTB1101BOBA |  | IW BJ | BJ IW test lab | I | 2019-03-14 | 2021-03-13 | SIMT | Closed |  | 气压计（PTB1101BOBA）
EC5509 |  | temperature and humidity recorder | HMS83 |  | IW | BJ IW test lab | I | 2015-07-17 | 2016-07-16 | SIMT | Closed |  | 温湿度计
EC5510 |  | Rod and ball gauge | 定制（IEC 60335-1/CL.29, 1mm~8mm） |  | CIXI | CIXI test lab | II | 2020-04-06 | 2021-04-05 | EC JK | Closed |  | 塞规
EC5511 |  | Capillary tube | 定制（IEC60335-2-24/CL.22.107.1） |  | CIXI | Yuyao test lab | III | 2015-07-15 | — | EC JZ | Closed |  | 毛细管
EC5512 |  | Scratching tool | 定制（IEC 60335-2-24/CL.22.107.2 Fig102） |  | CIXI | CIXI test lab | II | 2020-07-15 | 2021-07-14 | EC JZ | Closed |  | 划痕工具
EC5513 |  | DC constant voltage/current power source | AN50603Z | 1507506002G | GT | 86#1F-Garden tools test lab (Ⅰ) | I | 2020-07-10 | 2021-07-09 | JSMI | Closed | OUTPUT 150V DC 60A | 直流稳压电源
EC5514 |  | temp.wireless transmission for automatic vacuum cleaner |  |  | SH Lab | 86#3F-Home appliance test lab | II | 2020-03-25 | 2021-03-24 | ES AW | Closed |  | 吸尘器无线温升测试装置
EC5515 |  | needle |  |  | PT | 86#2F-Garden tools test lab (Ⅱ) | III | 2015-08-10 | — | EC JZ | Closed |  | 热巨变测试设备
EC5516 |  | Vane |  |  | IW | 86#1F-IW test lab | I | 2015-06-11 | 2017-06-10 | SIMT | Closed |  | 风向标
EC5517 |  | Vane |  |  | IW | 86#1F-IW test lab | I | 2015-06-11 | 2017-06-10 | SIMT | Closed |  | 风向标
EC5518 |  | Vane |  |  | IW | 86#1F-IW test lab | I | 2015-06-11 | 2017-06-10 | SIMT | Closed |  | 风向标
EC5519 |  | Vane |  | 1160031 | IW | 86#1F-IW test lab | I | 2015-06-11 | 2017-06-10 | SIMT | Closed |  | 风向标
EC5520 |  | Vane |  |  | IW | 86#1F-IW test lab | I | 2015-06-11 | 2017-06-10 | SIMT | Closed |  | 风向标
EC5521 |  | Vane |  |  | IW | 86#1F-IW test lab | I | 2015-06-11 | 2017-06-10 | SIMT | Closed |  | 风向标
EC5522 |  | wind speed meter |  |  | IW | 86#1F-IW test lab | I | 2019-06-03 | 2021-06-02 | MFG | Closed |  | 风速计
EC5523 |  | wind speed meter |  |  | IW | 86#1F-IW test lab | I | 2019-06-04 | 2021-06-03 | SIMT | Closed |  | 风速计
EC5524 |  | wind speed meter |  |  | IW | 86#1F-IW test lab | I | 2019-06-03 | 2021-06-02 | MFG | Closed |  | 风速计
EC5525 |  | wind speed meter |  |  | IW | 86#1F-IW test lab | I | 2015-06-17 | 2017-06-16 | SIMT | Closed |  | 风速计
EC5526 |  | wind speed meter |  |  | IW | 86#1F-IW test lab | I | 2015-06-17 | 2017-06-16 | SIMT | Closed |  | 风速计
EC5527 |  | wind speed meter |  |  | IW | 86#1F-IW test lab | I | 2015-06-17 | 2017-06-16 | SIMT | Closed |  | 风速计
EC5528 |  | wind speed meter |  |  | IW | 86#1F-IW test lab | I | 2015-06-17 | 2017-06-16 | SIMT | Closed |  | 风速计
EC5529 |  | wind speed meter |  |  | IW | 86#1F-IW test lab | I | 2015-06-17 | 2017-06-16 | SIMT | Closed |  | 风速计
EC5530 |  | Current transformer |  |  | IW | BJ IW test lab | I | 2019-05-31 | 2021-05-30 | GRGT | Closed | K140 -0.2级、2500:2 | 电流互感器
EC5531 |  | Current transformer |  |  | IW | BJ IW test lab | I | 2019-05-31 | 2021-05-30 | GRGT | Closed | K140 -0.2级、2500:2 | 电流互感器
EC5532 |  | Current transformer |  |  | IW | BJ IW test lab | I | 2019-05-31 | 2021-05-30 | GRGT | Closed | K140 -0.2级、2500:2 | 电流互感器
EC5533 |  | life tester for Fan Shake |  |  | CIXI | CIXI test lab | II | 2020-04-06 | 2021-04-05 | EC JK | Closed |  | 风扇摇头测试装置
EC5533 | 1 | angle measure |  |  | CIXI | CIXI test lab | III | 2015-09-01 | — | SIMT | Closed |  | 角度尺
EC5533 | 2 | angle measure |  |  | CIXI | CIXI test lab | III | 2015-09-01 | — | SIMT | Closed |  | 角度尺
EC5533 | 3 | angle measure |  |  | CIXI | CIXI test lab | III | 2015-09-01 | — | JSMI | Closed |  | 角度尺
EC5533 | 4 | angle measure |  |  | CIXI | CIXI test lab | III | 2015-09-01 | — | SIMT | Closed |  | 角度尺
EC5533 | 5 | angle measure |  |  | CIXI | CIXI test lab | III | 2015-09-01 | — | SIMT | Closed |  | 角度尺
EC5533 | 6 | angle measure |  |  | CIXI | CIXI test lab | III | 2015-09-01 | — | JSMI | Closed |  | 角度尺
EC5534 |  | probe |  |  | CIXI | CIXI test lab | II | 2020-04-06 | 2021-04-05 | EC JK | Closed | IEC61032 FIGURE8 | 测试指 12
EC5535 |  | impact hammer |  |  | CIXI | CIXI test lab | II | 2020-07-30 | 2020-10-29 | EC JK | Closed |  | 0.7J 冲击锤
EC5536 |  | pressure meter | Y-100B-FZ/1 | BJ14062569 | CIXI | CIXI test lab | I | 2020-04-29 | 2021-04-28 | CIXI | Closed |  | 压力表（60Mpa）
EC5537 |  | Magnifier | XC-20L |  | XM | Xiamen test lab | II | 2020-07-18 | 2021-07-17 | EC JZ | Closed |  | 放大镜
EC5538 |  | Digital scale | JM-A6002 | 106 | CIXI | CIXI test lab | I | 2020-05-07 | 2021-05-06 | CIXI | Closed |  | 电子天平
EC5538 | 1 | weight | 500g |  | CIXI | CIXI test lab | I | 2020-05-15 | 2021-05-14 | CIXI | Closed |  | 砝码
EC5539 |  | digital multimeter （Clamp） | 3284 | 141228527 | CIXI | CIXI test lab | I | 2020-05-11 | 2021-05-10 | CIXI | Closed |  | 日置钳形表
EC5540 |  | AC/DC digital power meter | AN8721PV2 | 1506872024 | CIXI | CIXI test lab | I | 2019-12-16 | 2020-12-15 | JSMI | Closed |  | 单相交直流功率计
EC5541 |  | AC/DC digital power meter | AN8721PV2 | 1506872037 | CIXI | CIXI test lab | I | 2020-04-30 | 2021-04-29 | CIXI | Closed |  | 单相交直流功率计
EC5542 | 1 | Calibrated fuselink | Fig NO.28 of BS1363 | 18-6-366 | ACCE | 85#5F-ACCE & LUM test lab | II | 2020-07-27 | 2021-07-26 | ES AW | Closed | UKAS 证书费用 USD200/只 | 标准保险丝
EC5542 | 2 | Calibrated fuselink | Fig NO.28 of BS1363 | 18-6-367 | ACCE | 85#5F-ACCE & LUM test lab | II | 2020-07-27 | 2021-07-26 | ES AW | Closed | UKAS 证书费用 USD200/只 | 标准保险丝
EC5542 | 3 | Calibrated fuselink | Fig NO.28 of BS1363 | 18-6-368 | ACCE | 85#5F-ACCE & LUM test lab | II | 2020-07-27 | 2021-07-26 | ES AW | Closed |  | 标准保险丝
EC5542 | 4 | Calibrated fuselink | Fig NO.28 of BS1363 | 18-6-369 | ACCE | 85#5F-ACCE & LUM test lab | II | 2020-07-27 | 2021-07-26 | ES AW | Closed |  | 标准保险丝
EC5542 | 5 | Calibrated fuselink | Fig NO.28 of BS1363 | 18-6-370 | ACCE | 85#5F-ACCE & LUM test lab | II | 2020-07-27 | 2021-07-26 | ES AW | Closed |  | 标准保险丝
EC5542 | 6 | Calibrated fuselink | Fig NO.28 of BS1363 | 18-6-371 | ACCE | 85#5F-ACCE & LUM test lab | II | 2017-07-27 | — | ES CZ | Disposal |  | 标准保险丝
EC5543 |  | Magnifier | XC-20L |  | CIXI | CIXI test lab | II | 2020-08-20 | 2021-08-19 | EC JZ | Closed |  | 放大镜
EC5544 |  | Rotating speed frequency meter | GZCY-2 | HYC010 | Facility | 86#4F-Calibration room | I | 2020-06-05 | 2021-06-04 | JSMI | Closed |  | 转速频率仪
EC5545 |  | Gauge NFC61314 |  |  | ACCE | 85#5F-Gauge room | II | 2020-08-21 | 2021-08-20 | ES AW | Closed |  | 量规 NFC61314
EC5546 |  | Gauge NFC61314 |  |  | ACCE | 85#5F-Gauge room | II | 2020-08-21 | 2021-08-20 | ES AW | Closed |  | 量规 NFC61314
EC5547 |  | Rain gauge | SM1 | 201501023 | CIXI | CIXI test lab | I | 2019-04-25 | 2020-04-24 | SIMT | Calibrating |  | 雨量器
EC5548 | 1 | Torque Driver | FTD100CN2-S | 408643F | CIXI | CIXI test lab | I | 2020-05-09 | 2021-05-08 | CIXI | Closed |  | 扭力螺丝刀
EC5548 | 2 | Torque gauge | DB3N4-S | 305549F | CIXI | CIXI test lab | I | 2020-05-09 | 2021-05-08 | CIXI | Closed |  | 扭力扳手
EC5549 |  | 2KΩ non inductive resistor |  |  | QD | Qindao test lab | II | 2020-08-20 | 2021-08-19 | EC JZ | Closed |  | 2KΩ无感电阻
EC5550 |  | Current measuring circuit for wet contact |  |  | PT | 86#1F-Tools & machinery test lab | II | 2020-08-20 | 2021-08-19 | ES AW | Closed |  | 潮湿接触电流测量电路
EC5551 |  | Current measuring circuit for electrical burns |  |  | PT | 86#1F-Tools & machinery test lab | II | 2020-08-20 | 2021-08-19 | ES AW | Closed |  | 电灼伤电流测量电路
EC5552 |  | push-pull scale | FB-10N | 341725 | CIXI | CIXI test lab | I | 2020-05-07 | 2021-05-06 | CIXI | Closed |  | 推拉力计FB-10N
EC5553 |  | spring hammer | 0.5J冲击锤 |  | QD | Qindao test lab | II | 2020-08-21 | 2020-11-20 | EC JK | Closed |  | 0.5J冲击锤
EC5554 |  | impact hammer | 1J |  | QD | Qindao test lab | II | 2020-08-16 | 2020-11-15 | EC JK | Closed |  | 1J冲击锤
EC5555 |  | Asymmetric Pulse Tester |  |  | QD | Qindao test lab | II | 2020-05-24 | 2021-05-23 | ES AW | Closed |  | 非对称脉冲试验装置
EC5556 |  | pressure device for IEC60320 connector |  |  | ACCE | 85#5F-Gauge room | II | 2020-09-02 | 2021-09-01 | ES AW | Closed |  | IEC60320连接件压力测试装置
EC5557 |  | pressure device for IEC60320 connector |  |  | ACCE | 85#5F-Gauge room | II | 2020-09-02 | 2021-09-01 | ES AW | Closed |  | IEC60320连接件压力测试装置
EC5558 |  | 1.8KG test vessel |  |  | CIXI | CIXI test lab | II | 2020-04-06 | 2021-04-05 | EC JK | Closed |  | 1.8公斤测试罐
EC5559 |  | thermocouple holder |  |  | CIXI | CIXI test lab | II | 2018-09-02 | 2021-09-01 | ES AW | Closed |  | 电熨斗测温架
EC5560 |  | Regenerative Battery Pack Test System | Chroma 17020 (20V/60A/1250W 8ch) | B17020000073 | PS | 86#2F-Power supply test lab | I | 2020-03-17 | 2021-03-16 | JSMI | Closed | 软件版本 Chroma.IDE 1.0.2.24 | 能源回收式电池模组测试系统 (20V/60A/1250W 8ch)
EC5561 |  | Regenerative Battery Pack Test System | Chroma 17020 (60V/20A/1250W 8ch) | B17020000074 | PS | 86#2F-Power supply test lab | I | 2019-07-04 | 2020-10-03 | JSMI | Calibrating | 软件版本 Chroma.IDE 1.0.2.24 | 能源回收式电池模组测试系统 (60V/20A/1250W 8ch)
EC5562 |  | Programmable Battery Charge/Discharge Test System | Chroma 17011 (5V/20A 20ch) | C17011000106 | PS | 86#2F-Power supply test lab | I | 2019-12-17 | 2020-12-16 | JSMI | Closed | 软件版本 Chroma.IDE 1.0.2.24 | 可编程电池充放电测试系统 (5V/20A 20ch)
EC5563 |  | air temperature rise |  |  | SH Lab | 86#3F-Home appliance test lab | III | 2015-09-22 | — | EC JZ | Closed |  | 温升测试装置
EC5564 |  | AC frequency converter | KDF-11005G |  | HA | 86#3F-Heating & motor test lab | III | 2015-10-08 | — | ES JX | Closed |  | 交流变频电源
EC5565 |  | DC constant voltage/current power source | AN5060TX | 1508507019G | PV | Shibei PV lab | II | 2017-09-24 | — | ES CZ | Out of service | 封存； | 直流稳压电源
EC5566 |  | temperature and humidity recorder | Testo 175H1 | 40344469 411 | CIXI | CIXI test lab | I | 2020-04-30 | 2021-04-29 | JSMI | Closed |  | 温湿度计
EC5567 |  | temperature and humidity recorder | Testo 175H1 | 40344482 411 | CIXI | CIXI test lab | I | 2020-04-30 | 2021-04-29 | CIXI | Closed |  | 温湿度计
EC5568 |  | DC constant voltage/current power source | AN5060TX | 1508507017G | PV | Shibei PV lab | II | 2017-09-24 | — | ES CZ | Out of service | 封存； | 直流稳压电源
EC5569 |  | threshold |  |  | SH Medical | 86#4F-EMC test lab | III | 2015-09-15 | — | EC JZ | Closed |  | 木门槛
EC5570 |  | gauge | GB1002图1 10A |  | ACCE | 85#5F-Gauge room | II | 2020-03-10 | 2021-03-09 | ES AW | Closed |  | 十次插拔实验量规
EC5571 |  | gauge 1002 10A | GB1002 图3 10A 三扁针 |  | ACCE | 85#5F-Gauge room | II | 2020-03-10 | 2021-03-09 | ES AW | Closed |  | 十次插拔实验量规
EC5572 |  | gauge 1002 16A | GB1002 图3 16A |  | ACCE | 85#5F-Gauge room | II | 2020-03-10 | 2021-03-09 | ES AW | Closed |  | 十次插拔实验量规
EC5573 |  | gauge 1002 10A | GB1002 图17 10A |  | ACCE | 85#5F-Gauge room | II | 2020-03-10 | 2021-03-09 | ES AW | Closed |  | 十次插拔实验量规
EC5574 |  | gauge 1002 10A FIG1 | GB1002图1 10A 二扁插针 |  | ACCE | 85#5F-Gauge room | II | 2020-03-10 | 2021-03-09 | ES AW | Closed |  | 最大吊拔力实验量规（反面带钩子）
EC5575 |  | gauge 1002 10A FIG3 | GB1002 图3 三扁插针 10A |  | ACCE | 85#5F-Gauge room | II | 2020-03-10 | 2021-03-09 | ES AW | Closed |  | GB1002 图3 三扁插针 10A
EC5576 |  | AC/DC digital power meter | ZW1603T-S |  | IW BJ | BJ IW test lab | I | 2018-02-02 | 2020-02-01 | JSMI | Calibrating |  | 单相交直流功率计
EC5577 |  | AC/DC digital power meter | ZW1603T-S |  | IW BJ | BJ IW test lab | I | 2018-01-29 | 2020-01-28 | JSMI | Calibrating |  | 单相交直流功率计
EC5578 |  | DC constant voltage/current power source | AN5060TX | 1508507016G | PV | Shibei PV lab | II | 2017-09-24 | — | ES CZ | Out of service | 封存； | 直流稳压电源
EC5579 |  | DC constant voltage/current power source | AN5060TX | 1508507018G | PV | Shibei PV lab | II | 2017-09-24 | — | ES CZ | Out of service | 封存； | 直流稳压电源
EC5580 |  | Circuit for testing rectifying effect | 定制 |  | QD | Qindao test lab | III | 2015-09-24 | — | ES CZ | Closed |  | 整流效应试验电路
EC5581 |  | Open filament test circuit | 定制 |  | QD | Qindao test lab | III | 2015-09-24 | — | ES CZ | Closed |  | 断开灯丝实验电路
EC5582 |  | Vane | Thies 4.3151.00.161 |  | IW BJ | BJ IW test lab | I | 2015-09-21 | 2017-09-20 | MFG | Closed |  | 风向标
EC5583 |  | Vane | Thies 4.3151.00.161 |  | IW BJ | BJ IW test lab | I | 2015-09-21 | 2017-09-20 | MFG | Closed |  | 风向标
EC5584 |  | Anemometer | 4.3351.10.000 |  | IW BJ | BJ IW test lab | I | 2019-06-03 | 2021-06-02 | MFG | Closed |  | 风速计
EC5585 |  | Anemometer | 4.3351.10.000 |  | IW BJ | BJ IW test lab | I | 2019-06-03 | 2021-06-02 | MFG | Closed |  | 风速计
EC5586 |  | Anemometer | 4.3351.10.000 |  | IW BJ | BJ IW test lab | I | 2015-09-21 | 2017-09-20 | MFG | Closed |  | 风速计
EC5587 |  | Anemometer | 4.3351.10.000 |  | IW BJ | BJ IW test lab | I | 2015-09-21 | 2017-09-20 | MFG | Closed |  | 风速计
EC5588 |  | COUPLING / DECOUPLING NETWORKS CDN-M2N (16A) | CDN-M2N /240V,16A | P1529160603 | ICT | 86#4F-EMC test lab | I | 2020-08-15 | 2021-08-14 | CEPREI | Closed | 包含附件CA T2/AF2一个 | 耦合/去耦网络模块CDN-M2N (16A)
EC5589 |  | COUPLING / DECOUPLING NETWORKS CDN-M2N (16A) | CDN-M2N /240V,16A | P1529160604 | ICT | 86#4F-EMC test lab | I | 2020-08-15 | 2021-08-14 | CEPREI | Closed |  | 耦合/去耦网络模块CDN-M2N (16A)
EC5590 |  | COUPLING / DECOUPLING NETWORKS CDN-M5 (16A) | CDN-M5 /3*400V 16A | P1508150799 | ICT | 86#4F-EMC test lab | I | 2020-01-13 | 2021-01-12 | SIMT | Closed | 包含附件CA M5N一个 | 耦合/去耦网络模块CDN-M5 (16A)
EC5591 |  | Current transformer |  |  | IW BJ | BJ IW test lab | I | 2019-03-13 | 2021-03-12 | SIMT | Closed | AKH -0.66 -0.2级、50:5 | 电流互感器
EC5592 |  | Current transformer |  |  | IW BJ | BJ IW test lab | I | 2019-03-13 | 2021-03-12 | SIMT | Closed | AKH -0.66 -0.2级、50:5 | 电流互感器
EC5593 |  | steel bar | φ25.4 |  | SH ICT | 86#4F-Multimedia test lab | II | 2016-10-15 | — | EC JZ | Can not be found |  | 铁棒
EC5594 |  | Pressure/Vacuum Transducer Module | PV350 |  | SH Lab | 51#7F-PPT test lab | I | 2020-01-19 | 2021-01-18 | JSMI | Closed |  | 压力测试模块（Fluke PV350）
EC5595 |  | Temperature apparatus for rangehoods |  |  | QD | Qindao test lab | III | 2015-10-08 | — | ES CZ | Closed |  | 脱排油烟机测试装置
EC5596 |  | Argon Electrotome | YD2000 | 130037 | SH Medical | 86#2F-TCO test lab | I | 2020-03-03 | 2021-03-02 | SIMT | Closed |  | 氩气电刀
EC5597 |  | Microwave survey meter | HI-1501 | 201828 | HA | 86#3F-Home appliance test lab | I | 2020-08-10 | 2021-08-09 | GRGT | Closed |  | 微波测量仪
EC5598 |  | Current transformer | AKH-0.66/KFXZ K-140*60 2500/5 | 11510092030001 | SH Wind | BJ IW test lab | I | 2019-10-24 | 2021-10-23 | SIMT | Closed |  | 电流互感器
EC5599 |  | Current transformer | AKH-0.66/KFXZ K-140*60 2500/5 | 11510092030002 | SH Wind | BJ IW test lab | I | 2015-10-23 | 2017-10-22 | SIMT | Closed |  | 电流互感器
EC5599 |  | Current transformer | AKH-0.66/KFXZ K-140*60 2500/5 | 11510092030003 | SH Wind | BJ IW test lab | I | 2019-10-24 | 2021-10-23 | SIMT | Closed |  | 电流互感器
EC5601 |  | 1933 Daily check box | 1933 | 801013 | CX | CIXI test lab | I | 2020-01-19 | 2021-01-18 | JSMI | Closed |  | 1933 日常检查盒
EC5602 |  | impact hammer | 1J |  | XM Lab | Xiamen test lab | II | 2020-08-16 | 2020-11-15 | EC JK | Closed |  | 冲击锤
EC5603 |  | impact hammer | 0.7J |  | XM | Xiamen test lab | II | 2020-08-16 | 2020-11-15 | EC JK | Closed |  | 冲击锤
EC5604 |  | impact hammer | 0.5J |  | XM Lab | Xiamen test lab | II | 2020-08-16 | 2020-11-15 | EC JK | Closed |  | 冲击锤
EC5605 |  | impact hammer | 0.2J |  | XM Lab | Xiamen test lab | II | 2020-08-16 | 2020-11-15 | EC JK | Closed |  | 冲击锤
EC5606 |  | impact hammer | 0.35J |  | XM Lab | Xiamen test lab | II | 2020-08-16 | 2020-11-15 | EC JK | Closed |  | 冲击锤
EC5607 |  | Current transformer | AKH-0.66/KFXZ K-140*60 2500/5 | 11510231750002 | SH Wind | BJ IW test lab | I | 2019-04-26 | 2021-04-25 | JSMI | Closed |  | 电流互感器
EC5608 |  | Current transformer | AKH-0.66/KFXZ K-140*60 2500/5 | 11510231750003 | SH Wind | BJ IW test lab | I | 2019-04-26 | 2021-04-25 | JSMI | Closed |  | 电流互感器
EC5609 |  | Current transformer | AKH-0.66/KFXZ K-140*60 2500/5 | 11510231750001 | SH Wind | BJ IW test lab | I | 2019-04-26 | 2021-04-25 | JSMI | Closed |  | 电流互感器
EC5610 |  | Endurance test box | 定制 |  | LUM | 51#7F-LUM test lab | II | 2019-11-06 | 2020-11-05 | ES AW | Closed |  | 灯具耐久测试盒
EC5611 |  | Endurance test box | 定制 |  | LUM | 51#7F-LUM test lab | II | 2019-11-06 | 2020-11-05 | ES AW | Closed |  | 灯具耐久测试盒
EC5612 |  | impact hammer | 0.22J |  | SH ACCE | 85#5F-Gauge room | II | 2020-08-16 | 2020-11-15 | EC JK | Closed |  | 冲击锤
EC5613 |  | impact hammer | 0.33J |  | SH ACCE | 85#5F-Gauge room | II | 2020-08-16 | 2020-11-15 | EC JK | Closed |  | 冲击锤
EC5614 |  | impact hammer | 0.44J |  | SH ACCE | 85#5F-Gauge room | II | 2020-08-16 | 2020-11-15 | EC JK | Closed |  | 冲击锤
EC5615 |  | impact hammer | 0.55J |  | SH ACCE | 85#5F-Gauge room | II | 2020-08-16 | 2020-11-15 | EC JK | Closed |  | 冲击锤
EC5616 |  | Test circuit for testing a non-dimmable lamp | 定制 |  | XM | Xiamen test lab | III | 2015-11-12 | — | ES CZ | Closed |  | 非可调光灯测试电路
EC5617 |  | Pressure Sensor | NH121Y600~1100-I | 151030121Y001 | SH Wind | BJ IW test lab | I | 2019-03-14 | 2021-03-13 | SIMT | Closed | 电流输出，4~20mA | 大气压力计
EC5618 |  | Temperature sensor | NH121W -40~60-I | 151030121W001 | SH Wind | BJ IW test lab | I | 2019-06-05 | 2021-06-04 | SIMT | Closed | 电流输出，4~20mA | 大气温度计
EC5619 |  | Power transmitter | BD-4P/FXZ AC 400V 5A 0.2级 | 11510231700001 | SH Wind | BJ IW test lab | I | 2017-07-17 | 2019-07-16 | CASC | Closed |  | 功率变送器
EC5620 |  | Measurement and Control Module | CR1000 | 73633 | SH Wind | BJ IW test lab | I | 2015-11-23 | 2017-11-22 | SIMT | Closed | 附加CFM100闪存模块一块（SN：12637），2G存储卡一张 | 数据采集仪
EC5621 |  | U-Pressure gauge |  |  | PS | 86#2F-Power supply test lab | III | 2015-11-22 | — | JSMI | Closed |  | U型压力计
EC5622 |  | Beaker |  |  | PS | 86#2F-Power supply test lab | III | 2015-11-30 | — | SIMT | Closed | 1000ml | 烧杯
EC5623 |  | Beaker |  |  | PS | 86#2F-Power supply test lab | III | 2015-11-30 | — | SIMT | Closed | 2000ml | 烧杯
EC5624 |  | Beaker |  |  | PS | 86#2F-Power supply test lab | III | 2015-11-30 | — | SIMT | Closed | 5000ml | 烧杯
EC5625 |  | Temperature sensor | NH121W -40~60-U2 | 151111121W001 | SH Wind | BJ IW test lab | I | 2019-06-03 | 2021-06-02 | GRGT | Closed | 电压输出，0~2V | 大气温度计
EC5626 |  | Pressure Sensor | NH121Y600~1100-U2 | 151111121Y001 | SH Wind | BJ IW test lab | I | 2018-03-05 | 2020-03-04 | SIMT | Calibrating | 电压输出，0~2V | 大气压力计
EC5627 |  | Spectroradio meter | CS-2000A | 2001363 | SH ICT | 86#2F-TCO test lab | I | 2020-07-27 | 2021-11-26 | NIM | Closed |  | 分光辐射亮度计
EC5628 |  | GFCI test equipment | 定制 |  | ACCE | Haining test lab | I | 2019-11-20 | 2020-11-19 | XRCTT | Closed | 2019.11.20设备本体改I类 | GFCI 测试装置
EC5628 | 1 | keithley model 2000 digital multimeter | model 2000 |  | ACCE | 85#5F-ACCE & LUM test lab | I | 2019-12-23 | 2020-12-22 | JSMI | Closed |  | model 2000 数字万用表
EC5628 | 2 | AC digit current meter | ZW1602T |  | ACCE | 85#5F-ACCE & LUM test lab | I | 2019-12-23 | 2020-12-22 | JSMI | Closed |  | 交流数字电流表
EC5628 | 3 | AC digit voltage meter | ZW1601 |  | ACCE | 85#5F-ACCE & LUM test lab | I | 2019-12-23 | 2020-12-22 | JSMI | Closed |  | 交流数字电压表
EC5628 | 4 | angle |  |  | ACCE | 85#5F-ACCE & LUM test lab | I | 2017-09-30 | 2020-09-29 | JSMI | Calibrating |  | 量角尺
EC5628 | 5 | Angle |  |  | ACCE | 85#5F-ACCE & LUM test lab | I | 2017-09-30 | 2020-09-29 | JSMI | Calibrating |  | 量角尺
EC5629 |  | Current transformer |  |  | IW | BJ IW test lab | I | 2015-11-30 | 2017-11-29 | SIMT | Closed |  | 电流互感器
EC5630 |  | Current transformer |  |  | IW | BJ IW test lab | I | 2015-11-30 | 2017-11-29 | SIMT | Closed |  | 电流互感器
EC5631 |  | " go" gauge for base G9 | Go gauge for base G9 |  | XM | Xiamen test lab | II | 2019-12-09 | 2020-12-08 | EC JZ | Closed |  | 7006-129A-1灯头量规
EC5632 |  | "not go" gauge for base G9 | 7006-129-1 |  | XM Lab | Xiamen test lab | II | 2019-12-09 | 2020-12-08 | EC JZ | Closed |  | 7006-129-1灯头量规
EC5633 |  | " go " and "not go" gauge for BI-PIN LAMP BASES G4 | G4A |  | XM Lab | Xiamen test lab | II | 2019-12-09 | 2020-12-08 | EC JZ | Closed |  | G4A 灯头量规
EC5634 |  | " go " and "not go" gauge for BI-PIN LAMP BASES G4B | G4B 7006-72 |  | XM Lab | Xiamen test lab | I | 2019-12-09 | — | JSMI | Disposal |  | G4B 灯头量规
EC5635 |  | stainless Standard weights | 2公斤 |  | CN FAC | 86#4F-Calibration room | III | 2015-12-11 | — | SIMT | Closed |  | 不锈钢标准砝码 F2
EC5636 |  | stainless Standard weights | 10公斤 |  | CN FAC | 86#4F-Calibration room | III | 2015-12-11 | — | SIMT | Closed |  | M1 等级 10公斤 不锈钢砝码
EC5637 |  | standard weights | 25公斤 |  | CN FAC | 86#4F-Calibration room | III | 2015-12-11 | — | SIMT | Closed |  | 铸铁砝码 M2等级 25公斤
EC5638 |  | standard weights | 25公斤 |  | CN FAC | 86#4F-Calibration room | III | 2015-12-11 | — | SIMT | Closed |  | 铸铁砝码 M2等级 25公斤
EC5639 |  | test equipment for applying an axail force | 80N, 120N |  | XM Lab | Xiamen test lab | II | 2020-06-16 | 2021-06-15 | EC JZ | Closed |  | 灯头垂直力测试装置
EC5640 |  | Power transmitter | BD-4P/FXZ AC 400V 5A 0.2级 | 11512021720001 | SH Wind | BJ IW test lab | I | 2017-07-17 | 2019-07-16 | CASC | Closed |  | 功率变送器
EC5641 |  | Measurement and Control Module | CR1000 | 75723 | SH Wind | BJ IW test lab | I | 2019-03-26 | 2021-03-25 | SIMT | Closed | 附加CFM100闪存模块一块（SN：12697），2G存储卡一张 | 数据采集仪
EC5642 |  | Measurement and Control Module | CR1000 | 75721 | SH Wind | BJ IW test lab | I | 2019-03-26 | 2021-03-25 | SIMT | Closed | 附加CFM100闪存模块一块（SN：12695），2G存储卡一张 | 数据采集仪
EC5643 |  | Digital Micormeter | 50~75mm | C467 | Facility | 86#4F-Calibration room | I | 2019-12-23 | 2020-12-22 | JSMI | Closed |  | 数显千分尺
EC5643 | 1 | Digital Micormeter length bar | 50mm | C467 | Facility | 86#4F-Calibration room | I | 2019-04-11 | 2022-04-10 | JSMI | Closed |  | 数显千分尺-量棒
EC5644 |  | Digital Micormeter | 25~50mm | C280 | Facility | 86#4F-Calibration room | I | 2019-12-23 | 2020-12-22 | JSMI | Closed |  | 数显千分尺
EC5644 | 1 | Digital Micormeter length bar | 25mm | C280 | Facility | 86#4F-Calibration room | I | 2019-04-11 | 2022-04-10 | JSMI | Closed |  | 数显千分尺-量棒
EC5645 |  | Digital Micormeter | 0-1“/0~25mm | 29334030 | Facility | 86#4F-Calibration room | I | 2019-12-23 | 2020-12-22 | JSMI | Closed |  | 数显千分尺
EC5646 |  | Digital Caliper | 0~200mm | 8-15010460 | Facility | 86#4F-Calibration room | I | 2019-12-23 | 2020-12-22 | JSMI | Closed |  | 电子数显卡尺
EC5647 |  | Steel Rule | 0~500mm | 91403 | Facility | 86#4F-Calibration room | I | 2020-07-17 | 2021-07-16 | SQI | Closed |  | 钢直尺
EC5648 |  | Digital Micormeter | 75~100mm | C113 | Facility | 86#4F-Calibration room | I | 2019-12-23 | 2020-12-22 | JSMI | Closed |  | 数显千分尺
EC5648 | 1 | Digital Micormeter length bar | 75mm | C113 | Facility | 86#4F-Calibration room | I | 2019-04-11 | 2022-04-10 | JSMI | Closed |  | 数显千分尺-量棒
EC5649 |  | GB1002 gauge | GB1002 图3 16A |  | ACCE | 85#5F-Gauge room | II | 2020-03-10 | 2021-03-09 | EC JK | Closed |  | 最大吊拔力实验量规（反面带钩子） GB1002 图3 16A
EC5650 |  | GB1002 gauge | 最大吊拔力实验量规（反面带钩子） GB1002 图17 10A |  | ACCE | 85#5F-Gauge room | II | 2020-03-10 | 2021-03-09 | EC JK | Closed |  | 最大吊拔力实验量规（反面带钩子） GB1002 图17 10A
EC5651 |  | GB1002 gauge | 最小吊拔力实验量规 GB1002 图1 10A 1.5N |  | ACCE | 85#5F-Gauge room | II | 2020-03-10 | 2021-03-09 | EC JK | Closed |  | 最小吊拔力实验量规 GB1002 图1 10A 1.5N
EC5652 |  | GB1002 gauge | 最小吊拔力实验量规 GB1002 图3 10A 1.5N |  | ACCE | 85#5F-Gauge room | II | 2020-03-10 | 2021-03-09 | EC JK | Closed |  | 最小吊拔力实验量规 GB1002 图3 10A 1.5N
EC5653 |  | GB1002 gauge | 最小吊拔力实验量规 GB1002 图3 16A 2N |  | ACCE | 85#5F-Gauge room | II | 2020-03-10 | 2021-03-09 | EC JK | Closed |  | 最小吊拔力实验量规 GB1002 图3 16A 2N
EC5654 |  | GB1002 gauge | 最小吊拔力实验量规 GB1002 图17 10A 1.5N |  | ACCE | 85#5F-Gauge room | II | 2020-03-10 | 2021-03-09 | EC JK | Closed |  | 最小吊拔力实验量规 GB1002 图17 10A 1.5N
EC5655 |  | GB1002 gauge | 正常操作（耐久）实验插针 GB1002 图1 10A |  | ACCE | 85#5F-Gauge room | II | 2020-03-10 | 2021-03-09 | EC JK | Closed |  | 正常操作（耐久）实验插针 GB1002 图1 10A
EC5656 |  | GB1002 gauge | 正常操作（耐久）实验插针 GB1002 图3 10A |  | ACCE | 85#5F-Gauge room | II | 2020-03-10 | 2021-03-09 | EC JK | Closed |  | 正常操作（耐久）实验插针 GB1002 图3 10A
EC5657 |  | GB1002 gauge | 正常操作（耐久）实验插针 GB1002 图3 16A |  | ACCE | 85#5F-Gauge room | II | 2020-03-10 | 2021-03-09 | EC JK | Closed |  | 正常操作（耐久）实验插针 GB1002 图3 16A
EC5658 |  | GB1002 gauge | 正常操作（耐久）实验插针 GB1002 图17 10A |  | ACCE | 85#5F-Gauge room | II | 2020-03-10 | 2021-03-09 | EC JK | Closed |  | 正常操作（耐久）实验插针 GB1002 图17 10A
EC5659 |  | Air Flowmeter | FT-032-11-ST-VN | 408100-1 | SH Lab | 86#1F-Material test lab | I | 2020-01-16 | 2022-01-15 | SIMT | Closed |  | 气体流量计
EC5660 |  | pressure meter | 1.6Mpa | JL07153464 | SH Lab | 86#1F-Washing M/C test lab | I | 2019-11-15 | 2020-11-14 | JSMI | Closed |  | 压力表（1.6Mpa）
EC5661 |  | glass graduate |  |  | PS | 86#2F-Power supply test lab | III | 2015-12-17 | — | SIMT | Closed | 50ml | 量筒（50ml）
EC5662 |  | glass graduate |  |  | PS | 86#2F-Power supply test lab | III | 2015-12-17 | — | SIMT | Closed | 100ml | 量筒（100ml）
EC5663 |  | glass graduate |  |  | PS | 86#2F-Power supply test lab | III | 2015-12-17 | — | SIMT | Closed | 250ml | 量筒（250ml）
EC5664 |  | glass graduate |  |  | PS | 86#2F-Power supply test lab | III | 2015-12-17 | — | SIMT | Closed | 500ml | 量筒（500ml）
EC5665 |  | lithium-ion enclosure pressure test equipment | 21ML 2070KPa 70KPa , 30S |  | HA | 86#3F-Home appliance test lab | II | 2020-02-26 | 2021-02-25 | ES AW | Closed |  | 锂电池外壳压力测试设备
EC5665 | 1 | perssure gage | 2500KPa |  | PT | 86#2F-Power supply test lab | I | 2020-09-24 | 2021-09-23 | JSMI | Closed |  | 压力表
EC5666 |  | Air Flowmeter | FL-3651G | 402452-1 | SH Lab | 86#1F-Material test lab | I | 2020-03-18 | 2022-03-17 | SIMT | Closed |  | 气体流量计
EC5667 |  | test corner |  |  | SH Lab | 86#2F-Power supply test lab | III | 2015-12-29 | — | ES CZ | Closed |  | 测试角
EC5668 |  | AC/DC digital power meter |  |  | IW BJ | BJ IW test lab | I | 2017-09-06 | 2019-09-05 | CASC | Calibrating |  | 单相功率计
EC5669 |  | AC/DC digital power meter |  |  | IW | BJ IW test lab | I | 2017-09-06 | 2019-09-05 | CASC | Calibrating |  | 单相功率计
EC5670 |  | IS.1293 Gauge |  |  | ACCE | 85#5F-Gauge room | II | 2020-01-04 | 2021-01-03 | EC JZ | Closed |  | IS 1293 Gauge 最小吊拔力 图42 16A-1
EC5671 |  | IS.1293 Gauge |  |  | ACCE | 85#5F-Gauge room | II | 2020-01-04 | 2021-01-03 | EC JZ | Closed |  | IS 1293 Gauge 最小吊拔力 图42 10A-1
EC5672 |  | Gauge |  |  | ACCE | 85#5F-Gauge room | II | 2020-01-04 | 2021-01-03 | EC JZ | Closed |  | 最小吊拔力
EC5673 |  | IS.1293 Gauge |  |  | ACCE | 85#5F-Gauge room | II | 2020-01-04 | 2021-01-03 | EC JZ | Closed |  | IS 1293 Gauge 最小吊拔力 图42 16A-2
EC5673 |  | IS.1293 Gauge |  |  | ACCE | 85#5F-Gauge room | II | 2019-12-30 | 2020-12-29 | EC JZ | Closed |  | IS 1293 Gauge 最小吊拔力 图42 10A-2
EC5674 |  | IS.1293 Gauge | Annex B 图B-1 6A/10A |  | ACCE | 85#5F-Gauge room | II | 2020-01-04 | 2021-01-03 | EC JZ | Closed |  | Annex B 图B-1 6A/10A
EC5675 |  | IS.1293 Gauge | Annex B 图B-1 16A |  | ACCE | 85#5F-Gauge room | II | 2020-01-04 | 2021-01-03 | EC JZ | Closed |  | Annex B 图B-1 16A
EC5676 |  | IS.1293 Gauge | IS1293 图B-2 16A |  | ACCE | 85#5F-Gauge room | II | 2020-01-04 | 2021-01-03 | EC JZ | Closed |  | IS1293 图B-2 16A 量规
EC5677 |  | IS.1293 Gauge | IS1293 图B-2 6A/10A |  | ACCE | 85#5F-Gauge room | II | 2020-01-04 | 2021-01-03 | EC JZ | Closed |  | IS1293 图B-2 6A/10A 量规
EC5678 |  | IS.1293 Gauge | IS1293 图B-3 16A |  | ACCE | 85#5F-Gauge room | II | 2020-01-04 | 2021-01-03 | EC JZ | Closed |  | IS1293 图B-3 16A 量规
EC5679 |  | IS.1293 Gauge | Annex B 图B-3 6A/10A |  | ACCE | 85#5F-Gauge room | II | 2020-01-04 | 2021-01-03 | EC JZ | Closed |  | Annex B 图B-3 6A/10A 量规
EC5680 |  | gauge | φ25 |  | ACCE | 85#5F-Gauge room | II | 2019-12-30 | 2020-12-29 | EC JZ | Closed |  | 量规 φ25
EC5681 |  | gauge | φ28 |  | ACCE | 85#5F-Gauge room | II | 2019-12-30 | 2020-12-29 | EC JZ | Closed |  | φ28 量规
EC5682 |  | AC frequency converter | AN97003H | 1511970298 | Facility | 86#4F-Calibration room | I | 2020-01-08 | 2021-01-07 | SQI | Closed |  | 单相交流变频电源
EC5683 |  | Platinum resistance temperature sensor | 5626-12-D | 3754 | Facility | 86#4F-Calibration room | I | 2020-06-04 | 2021-06-03 | SIMT | Closed |  | 铂电阻温度传感器
EC5684 |  | AC frequency converter | AN97005H | 1512970104ZB | HA | 86#3F-Home appliance test lab | I | 2020-01-08 | 2021-01-07 | SQI | Closed |  | 交流变频电源
EC5685 |  | pressure meter | 0.1Mpa | JL07153374 | SH Lab | 86#1F-Water-proof test lab | I | 2020-03-27 | 2021-03-26 | JSMI | Closed |  | 压力表（0.1Mpa）
EC5686 |  | test finger |  |  | ACCE | 85#5F-Gauge room | II | 2020-01-13 | 2021-01-12 | EC JZ | Closed |  | 试验指
EC5687 |  | flow meter | MF5006 | G5DLA50064 | PT | 86#1F-Environment test lab | I | 2020-06-08 | 2021-06-07 | SIMT | Closed |  | 气体质量流量计
EC5688 |  | rule |  |  | ACCE | 85#5F-Gauge room | II | 2020-01-15 | 2021-01-14 | ES AW | Closed |  | 塞尺
EC5689 |  | Slide-Wire Resistor | BX8D-4/7 5A 200Ω |  | XM | Xiamen test lab | III | 2016-01-21 | — | ES CZ | Closed |  | 滑线变阻器
EC5690 |  | Slide-Wire Resistor | BX8D-4/7 5A 200Ω |  | XM | Xiamen test lab | III | 2016-01-21 | — | ES CZ | Closed |  | 滑线变阻器
EC5691 |  | Leakage current test box | IEC60990 Fig 5 |  | SH HEE | 86#4F-Multimedia test lab | I | 2020-03-20 | 2021-03-19 | SIMT | Closed |  | 泄漏电流测试盒（Fig 5）
EC5692 |  | weight |  |  | HA | 86#3F-Home appliance test lab | II | 2020-02-14 | 2021-02-13 | EC JK | Closed |  | 砝码
EC5693 | 0 | Water pump testing device |  | 1504102 | PPT | 51#7F-PPT test lab | III | 2016-12-08 | — | JSMI | Closed |  | 水泵测试装置
EC5693 | 1 | Pressure Transmitter | LED-1331500GGRMP/（-0.1Mpa~0.1Mpa） | 1504102 | PPT | 51#7F-PPT test lab | I | 2018-12-20 | — | JSMI | Out of service |  | 压力变送器
EC5693 | 10 | Electromagnetic Flowmeter | KKF8260-20-40-2A1-00 （0.5级） | 20150701001 | PPT | 51#7F-PPT test lab | I | 2016-08-11 | — | SIMT | Out of service | (2018.08.11封存) | 电磁流量计
EC5693 | 11 | Electromagnetic Flowmeter | KKF8260-25-40-2A1-00 （0.5级） | 20150701002 | PPT | [5 empty] | Equipment arrived, waiting for acceptance check |  | 电磁流量计
EC5693 | 13 | Electromagnetic Flowmeter | KKF8260-32-40-2A1-00 （0.5级） | 20150701003 | PPT | 51#7F-PPT test lab | I | 2016-08-12 | — | SIMT | Out of service | (2018.08.11封存) | 电磁流量计
EC5693 | 14 | Electromagnetic Flowmeter | KKF8260-40-40-2A1-00 （0.5级） | 20150701005 | PPT | 51#7F-PPT test lab | I | 2018-08-22 | — | SIMT | Out of service |  | 电磁流量计
EC5693 | 15 | Electromagnetic Flowmeter | KKF8260-50-40-2A1-00 （0.5级） | 20150701006 | PPT | 51#7F-PPT test lab | I | 2016-08-12 | — | SIMT | Out of service | (2018.08.11封存) | 电磁流量计
EC5693 | 2 | Pressure Transmitter | LED-1331500GGRMP/（0~0.6Mpa） | 150711 | PPT | 51#7F-PPT test lab | I | 2015-11-05 | — | MFG | Out of service | 封存2017.1.17 | 压力变送器
EC5693 | 3 | Pressure Transmitter | 0~1.6Mpa | 150712 | PPT | 51#7F-PPT test lab | I | 2018-12-20 | — | JSMI | Out of service | 封存.2017.1.17 | 压力变送器
EC5693 | 4 | pressure gage | -0.1~0.15Mpa/0.25级 | YW09076299 | PPT | 51#7F-PPT test lab | I | 2018-12-20 | — | JSMI | Out of service |  | 压力表
EC5693 | 5 | pressure gage | 0~0.6Mpa/0.25级 | YW06144462 | PPT | 51#7F-PPT test lab | I | 2018-12-20 | — | JSMI | Out of service |  | 压力表
EC5693 | 6 | pressure gage | 0~2.5Mpa/0.25级 | YW06126619 | PPT | 51#7F-PPT test lab | I | 2018-12-20 | — | JSMI | Out of service |  | 压力表
EC5693 | 7 | Three-phase electric parameter measuring instrument | GDW3001A（500V，40A，0.5级） |  | PPT | 51#7F-PPT test lab | I | 2018-02-28 | — | JSMI | Disposal |  | 三相电参数测量仪
EC5693 | 8 | Flow & speed measurer | SFT-A （0.2级） |  | PPT | 51#7F-PPT test lab | I | 2017-12-26 | — | MFG | Out of service | 封存 | 流量转速测试仪
EC5693 | 9 | Pressure & lift measurer | P-H （0.2级） |  | PPT | 51#7F-PPT test lab | I | 2017-12-26 | — | MFG | Out of service | 封存 | 压力扬程测量仪
EC5694 |  | Solar light testing equipment（200mA） | 0~200mADC |  | PPT | 51#7F-PPT test lab | II | 2020-03-17 | 2021-03-16 | EC JZ | Closed |  | 太阳能灯充放电电流测试装置（200mA）
EC5695 |  | Solar light testing equipment（1A） | 200mA~1000mADC |  | PPT | 51#7F-PPT test lab | II | 2020-03-17 | 2021-03-16 | EC JZ | Closed |  | 太阳能灯充放电电流测试装置（1A）
EC5696 |  | Solar light testing equipment（5A） | 1A~5A |  | PPT | 51#7F-PPT test lab | II | 2020-03-17 | 2021-03-16 | EC JZ | Closed |  | 太阳能灯充放电电流测试装置（5A）
EC5697 |  | Temperature Sensor | NH121W-40~60-u2 | 160224121w003 | IW BJ | BJ IW test lab | I | 2017-07-31 | 2019-07-30 | SIMT | Closed |  | 大气温度传感器
EC5698 |  | Temperature Sensor | NH121W-40~60-u2 | 160224121w004 | IW BJ | BJ IW test lab | I | 2019-03-13 | 2021-03-12 | SIMT | Closed |  | 大气温度传感器
EC5699 |  | Temperature Sensor | NH121W-40~60-u 0-2V | 160224121w001 | IW BJ | BJ IW test lab | I | 2016-04-26 | 2018-04-25 | SIMT | Calibrating |  | 大气温度传感器
EC5700 |  | Temperature Sensor | NH121W-40~60-u2 0-2V | 160224121w002 | IW BJ | BJ IW test lab | I | 2016-03-16 | — | SIMT | Repairing |  | 大气温度传感器
EC5701 |  | Pressure Sensor | NH121Y600~1000-u2 0-2V | 160224121Y003 | IW BJ | BJ IW test lab | I | 2017-08-29 | 2019-08-28 | SIMT | Calibrating |  | 大气压力传感器
EC5702 |  | Pressure Sensor | NH121Y600~1000-u2 0-2V | 160224121Y002 | IW BJ | BJ IW test lab | I | 2019-04-28 | 2021-04-27 | SIMT | Closed |  | 大气压力传感器
EC5703 |  | Pressure Sensor | NH121Y600~1000-u2 0-2V | 160224121Y001 | IW BJ | BJ IW test lab | I | 2019-04-28 | 2021-04-27 | SIMT | Closed |  | 大气压力传感器
EC5704 |  | Pressure Sensor | NH121Y600~1000-u2 0-2V | 160224121Y004 | IW BJ | BJ IW test lab | I | 2018-08-20 | 2020-08-19 | SIMT | Closed |  | 大气压力传感器
EC5705 |  | Digital Scale | CWS-5KG | 16030301 | CIXI | CIXI test lab | I | 2020-08-04 | 2021-08-03 | CIXI | Closed |  | 电子秤
EC5706 |  | Wind Vane | 4.3151.10.161 |  | IW BJ | BJ IW test lab | I | 2016-03-07 | 2018-03-06 | MFG | Closed |  | 风向标
EC5707 |  | Wind Vane | 4.3151.10.161 |  | IW BJ | BJ IW test lab | I | 2016-03-07 | 2018-03-06 | MFG | Closed |  | 风向标
EC5708 |  | Anemometer | 4.3351.10.000 |  | IW BJ | BJ IW test lab | I | 2019-06-03 | 2021-06-02 | MFG | Closed |  | 风速计
EC5709 |  | Anemometer | 4.3351.10.000 |  | IW BJ | BJ IW test lab | I | 2017-08-21 | 2019-08-20 | MFG | Calibrating |  | 风速计
EC5710 |  | Anemometer | 4.3351.10.000 |  | IW BJ | BJ IW test lab | I | 2019-06-04 | 2021-06-03 | MFG | Closed |  | 风速计
EC5711 |  | Anemometer | 4.3351.10.000 |  | IW BJ | BJ IW test lab | I | 2016-03-07 | 2018-03-06 | MFG | Closed |  | 风速计
EC5712 |  | Digital Scale | JMA-A-1003 |  | CIXI | CIXI test lab | I | 2020-05-07 | 2021-05-06 | JSMI | Closed |  | 电子秤
EC5713 |  | Anemometer | 4.3351.10.141 |  | IW BJ | BJ IW test lab | I | 2019-06-12 | 2021-06-11 | MFG | Closed |  | 风速计
EC5714 |  | Anemometer | 4.3351.10.141 |  | IW BJ | BJ IW test lab | I | 2019-06-12 | 2021-06-11 | MFG | Closed |  | 风速计
EC5715 |  | manual pressure test pump | 高压管+试压泵（1350元） |  | QD | Qindao test lab | III | 2016-04-13 | — | ES CZ | Closed |  | 试压泵
EC5715 | 1 | piezometer | 0~100MPa |  | QD | Qindao test lab | I | 2017-02-09 | — | GRGT | Damaged |  | 压力表
EC5716 |  | Current transformer | KLY-M80II-2000/5-0.2级-15KVA-1T | 70121002 | IW BJ | BJ IW test lab | I | 2018-08-29 | 2020-08-28 | JSMI | Closed |  | 电流互感器
EC5717 |  | Current transformer | KLY-M80II-2000/5-0.2级-15KVA-1T | 70121003 | IW BJ | BJ IW test lab | I | 2018-08-28 | 2020-08-27 | JSMI | Closed |  | 电流互感器
EC5718 |  | Current transformer | KLY-M80II-2000/5-0.2级-15KVA-1T | 70121001 | IW BJ | BJ IW test lab | I | 2018-08-28 | 2020-08-27 | JSMI | Closed |  | 电流互感器
EC5719 |  | AC Power Source | ANFC030S-S |  | CIXI | CIXI test lab | I | 2020-05-07 | 2021-05-06 | CIXI | Closed |  | 变频电源
EC5720 |  | Ozone Analyzer | 49i-D1NAA 102701-00 | CM16140021 | EMC | CIXI test lab | I | 2016-04-18 | — | MFG | Out of service | 使用地址：江苏省无锡市锡山经济开发区府北路8号 邱志宏 510-88213952 | 臭氧分析仪
EC5721 |  | Anemometer | 4.3351.00.00 |  | IW BJ | BJ IW test lab | I | 2019-06-03 | 2021-06-02 | MFG | Closed |  | 风速计
EC5722 |  | Anemometer | 4.3351.00.00 |  | IW BJ | BJ IW test lab | I | 2019-06-03 | 2021-06-02 | MFG | Closed |  | 风速计
EC5723 |  | conductivity meter | FE38 | B553915461 | PV | Shibei PV lab | I | 2020-08-11 | 2021-08-10 | JSMI | Closed | software ver:1.00.00 | 电导率仪
EC5724 |  | Anemometer | 405-v1 | 41522620 | SH PV | Shibei PV lab | I | 2020-06-15 | 2021-06-14 | SIMT | Closed |  | 风速计
EC5725 |  | AC/DC Digital Power Meter | 8775C1 | 8715120220 | GT | 86#1F-Garden tools test lab (Ⅰ) | II | 2020-06-08 | 2021-06-07 | EC JK | Closed |  | 功率计
EC5726 |  | gauge | Annex D of SANS 164-2-1 |  | ACCE | 85#5F-Gauge room | II | 2020-06-02 | 2021-06-01 | EC JZ | Closed |  | Annex,D of SANS 164-2-1 量规
EC5727 |  | gauge | Annex ,D of SANS 164-2-2 |  | ACCE | 85#5F-Gauge room | II | 2020-06-02 | 2021-06-01 | EC JZ | Closed |  | Annex ,D of SANS 164-2-2量规
EC5728 |  | gauge | Annex C of SANS 164-2-1 |  | ACCE | 85#5F-Gauge room | II | 2020-06-02 | 2021-06-01 | EC JZ | Closed |  | Annex C of SANS 164-2-1量规
EC5729 |  | Test circuit for testing a non-dimmable lamp | 定制 |  | LUM | 51#7F-LUM test lab | III | 2016-08-18 | — | ES CZ | Closed |  | 非可调光灯测试电路
EC5730 |  | Programmable video signal generator | VG-877 | 4015001 | AV | 86#4F-Multimedia test lab | I | 2019-11-25 | 2020-11-24 | NIM | Closed |  | 电视数字信号发生器
EC5731 |  | leakage current filter | FIG 5 |  | ICT | [5 empty] | Equipment arrived, waiting for acceptance check |  | 泄露电流测试盒
EC5732 |  | residual voltage testing device | 自制 |  | PT | 86#1F-Tools & machinery test lab | II | 2020-06-24 | 2021-06-23 | EC JK | Closed |  | 残余电压测试设备
EC5733 |  | Digital Dial Gauge | 543-791B | 16061673 | SH Lab | 86#4F-Calibration room | I | 2020-07-02 | 2021-07-01 | JSMI | Closed |  | 数显千分表
EC5734 |  | Inside micrometer | 145-185 | 502894 | SH Lab | 86#4F-Calibration room | I | 2020-07-02 | 2021-07-01 | JSMI | Closed | 5-30mm | 内径千分尺
EC5735 |  | Dial indicator | 2119S-10 | SXN355 | SH Lab | 86#4F-Calibration room | I | 2020-07-02 | 2021-07-01 | JSMI | Closed |  | 指针千分尺
EC5736 |  | Digital Dial Gauge | 543-781B | 16053384 | SH Lab | 86#4F-Calibration room | I | 2020-07-02 | 2021-07-01 | JSMI | Closed |  | 数显百分表
EC5737 |  | Digimatic Caliper | 500-197-30 | 15208569 | SH Lab | 86#4F-Calibration room | I | 2020-07-02 | 2021-07-01 | JSMI | Closed |  | 数显卡尺
EC5738 |  | Universal angle meter | 187-501 | 190589 | SH Lab | 86#4F-Calibration room | I | 2020-04-29 | 2021-04-28 | JSMI | Closed |  | 数显万能角度尺
EC5739 |  | High Voltage Differential Probe | P5210A | C021817 | QD | Qindao test lab | I | 2020-01-07 | 2021-01-06 | JSMI | Closed |  | 差分探头
EC5740 |  | Inclinometer | Pro3600 | 31-040-9 | SH Lab | 86#4F-Calibration room | I | 2020-06-01 | 2021-05-31 | SIMT | Closed |  | 数显倾斜角度
EC5741 |  | test finger | IEC61032 figure1 |  | ACCE | 85#5F-Gauge room | II | 2020-07-07 | 2021-07-06 | EC JZ | Closed |  | 测试指A
EC5742 |  | test probe D | EN61032 Figure 4 |  | ACCE | 85#5F-Gauge room | II | 2020-07-07 | 2021-07-06 | EC JZ | Closed |  | 测试指D
EC5743 |  | test probe C | EN61032 Figure 3 |  | ACCE | 85#5F-Gauge room | II | 2020-07-07 | 2021-07-06 | EC JZ | Closed |  | 测试指C
EC5744 |  | soft tissue mimicking material | KS205TW-1 | TW-1-1604 | Medical | 86#4F-Multimedia test lab | I | 2019-07-12 | 2022-07-11 | MFG | Closed |  | 超声探头表面测温体模
EC5745 |  | Digital clamp meter | 3281 |  | SH Lab | 86#4F-Calibration room | I | 2019-08-27 | 2020-08-26 | SIMT | Calibrating |  | 数显电流表
EC5746 |  | High Temperature Oven | STH-120 | 1040162002 | ACCE | 85#5F-ACCE & LUM test lab | I | 2020-03-10 | 2021-03-09 | JSMI | Closed |  | 小型高温烘箱
EC5747 |  | ruler | 5米 |  | Facility | 86#4F-Calibration room | I | 2019-08-21 | 2020-08-20 | JSMI | Calibrating |  | 5米卷尺
EC5748 |  | pressure meter | 0.25MPa |  | CIXI | CIXI test lab | I | 2016-07-25 | 2017-07-24 | JSMI | Closed |  | 压力表
EC5749 |  | pressure meter | 0.4MPa |  | CIXI | CIXI test lab | I | 2020-04-29 | 2021-04-28 | CIXI | Closed |  | 压力表
EC5750 |  | gauge |  |  | ACCE | 85#5F-Gauge room | II | 2020-09-19 | 2021-09-18 | EC JK | Closed |  | 最大吊拔力
EC5751 |  | gauge |  |  | ACCE | 85#5F-Gauge room | II | 2020-09-19 | 2021-09-18 | EC JK | Closed |  | 最小吊拔力
EC5752 |  | gauge |  |  | ACCE | 85#5F-Gauge room | II | 2020-09-19 | 2021-09-18 | EC JK | Closed |  | 最小吊拔力
EC5753 |  | standard test corner | 1.7米X0.9米X1.16米 |  | QD | Qindao test lab | III | 2016-07-25 | — | ES CZ | Closed |  | 测试角
EC5754 |  | torque test for bushings | Y5(包括扳手前头） |  | PT | 86#1F-Tools & machinery test lab | I | 2019-09-26 | 2020-09-25 | JSMI | Calibrating |  | 扭力扳手
EC5755 |  | torque test for bushings | Y25（包括前头） |  | PT | 86#1F-Tools & machinery test lab | I | 2019-09-26 | 2020-09-25 | JSMI | Calibrating |  | 扭力扳手
EC5756 |  | torque test for bushings | Y150 |  | PT | 86#1F-Tools & machinery test lab | I | 2020-09-24 | 2021-09-23 | JSMI | Closed |  | 扭力扳手
EC5757 |  | Electrical safety analyzer | SE7452 | 1710882 | PT | 86#1F-Tools & machinery test lab | I | 2019-10-25 | 2020-10-24 | JSMI | Calibrating |  | 电子安规分析仪
EC5758 |  | Fluke5500A-Coil | Fluke5500A | 200664 | LAB | 86#4F-Calibration room | I | 2019-08-28 | 2020-08-27 | SIMT | Calibrating |  | Fluke5500A-线圈
EC5759 | 1 | weight | 1N |  | Facility | 86#4F-Calibration room | I | 2020-09-14 | 2021-09-13 | JSMI | Closed |  | 砝码
EC5759 | 2 | weight | 2N |  | Facility | 86#4F-Calibration room | I | 2020-09-14 | 2021-09-13 | JSMI | Closed |  | 砝码
EC5759 | 3 | weight | 2N |  | ACCE | 86#4F-Calibration room | I | 2020-09-14 | 2021-09-13 | JSMI | Closed |  | 砝码
EC5759 | 4 | weight | 5N |  | Facility | 86#4F-Calibration room | I | 2020-09-14 | 2021-09-13 | JSMI | Closed |  | 砝码
EC5759 | 5 | weight | 10N |  | Facility | 86#4F-Calibration room | I | 2020-09-14 | 2021-09-13 | JSMI | Closed |  | 砝码
EC5760 | 1 | weight | 1G |  | ACCE | 86#4F-Calibration room | I | 2020-09-27 | 2021-09-26 | JSMI | Closed |  | 砝码
EC5760 | 10 | weight | 200g |  | Facility | 86#4F-Calibration room | I | 2020-09-27 | 2021-09-26 | JSMI | Closed |  | 砝码
EC5760 | 11 | weight | 200g |  | Facility | 86#4F-Calibration room | I | 2020-09-27 | 2021-09-26 | JSMI | Closed |  | 砝码
EC5760 | 12 | weight | 500g |  | Facility | 86#4F-Calibration room | I | 2020-09-27 | 2021-09-26 | JSMI | Closed |  | 砝码
EC5760 | 13 | weight | 1000g |  | Facility | 86#4F-Calibration room | I | 2020-09-27 | 2021-09-26 | JSMI | Closed |  | 砝码
EC5760 | 2 | weight | 2g |  | Facility | 86#4F-Calibration room | I | 2020-09-27 | 2021-09-26 | JSMI | Closed |  | 砝码
EC5760 | 3 | weight | 2g |  | Facility | 86#4F-Calibration room | I | 2020-09-27 | 2021-09-26 | JSMI | Closed |  | 砝码
EC5760 | 4 | weight | 5g |  | Facility | 86#4F-Calibration room | I | 2020-09-27 | 2021-09-26 | JSMI | Closed |  | 砝码
EC5760 | 5 | weight | 10g |  | Facility | 86#4F-Calibration room | I | 2020-09-27 | 2021-09-26 | JSMI | Closed |  | 砝码
EC5760 | 6 | weight | 20g |  | Facility | 86#4F-Calibration room | I | 2020-09-27 | 2021-09-26 | JSMI | Closed |  | 砝码
EC5760 | 7 | weight | 20g |  | Facility | 86#4F-Calibration room | I | 2020-09-27 | 2021-09-26 | JSMI | Closed |  | 砝码
EC5760 | 8 | weight | 50g |  | ACCE | 86#4F-Calibration room | I | 2020-09-27 | 2021-09-26 | JSMI | Closed |  | 砝码
EC5760 | 9 | weight | 100g |  | Facility | 86#4F-Calibration room | I | 2020-09-27 | 2021-09-26 | JSMI | Closed |  | 砝码
EC5761 |  | Oscilloscope | MDO3012 | C029602 | QD | Qindao test lab | I | 2020-01-07 | 2021-01-06 | GRGT | Closed |  | 示波器
EC5762 |  | test strap |  |  | ACCE | 85#5F-ACCE & LUM test lab | II | 2020-08-09 | 2021-08-08 | EC JZ | Closed |  | 试验条
EC5763 |  | liquid compressor | 0-160MPa |  | PT | 86#1F-Washing M/C test lab | I | 2016-10-20 | — | JSMI | Out of service |  | 高压泵压力表
EC5764 |  | Test corner | 105X93X121cm |  | XM | Xiamen test lab | III | 2016-08-23 | — | EC JZ | Closed |  | 测试角
EC5765 |  | Single pole insert plug gauge | UL498A , Figure 2-20 |  | ACCE | 85#5F-Gauge room | II | 2020-09-02 | 2021-09-01 | EC JZ | Closed |  | 量规
EC5766 |  | gauge | UL498 Figure 35A.1 |  | ACCE | 85#5F-Gauge room | II | 2020-09-02 | 2021-09-01 | EC JZ | Closed |  | 量规
EC5767 |  | gauge | UL498 Figure 35A.1 |  | ACCE | 85#5F-Gauge room | II | 2020-09-02 | 2021-09-01 | EC JZ | Closed |  | 量规
EC5768 |  | Dust re-emission test equipment |  |  | HA | 51#7F-PPT test lab | I | 2018-11-14 | 2020-11-13 | JSMI | Closed | VER1.1(吸尘器能效测试) | 尘散测试设备
EC5768 | 1 | Digital power meter | EP3015 |  | HA | 51#7F-PPT test lab | I | 2019-02-22 | 2021-02-21 | JSMI | Closed |  | 功率计
EC5768 | 2 | Atmospheric pressure gauge | SHT15 |  | HA | 51#7F-PPT test lab | I | 2018-09-28 | 2020-09-27 | JSMI | Calibrating |  | 大气压力计
EC5768 | 3 | Laser aerosoa partical counter | LDS328 |  | HA | 51#7F-PPT test lab | I | 2019-11-01 | 2020-10-31 | JSMI | Calibrating |  | 激光粒子计数器
EC5768 | 4 | Electroic balance | BL4100 |  | HA | 51#7F-PPT test lab | I | 2020-07-07 | 2021-07-06 | JSMI | Closed |  | 电子称
EC5768 | 5 | Wind velocity counter | C310 |  | HA | 51#7F-PPT test lab | I | 2016-08-11 | 2021-08-10 | JSMI | Closed |  | 风速仪
EC5768 | 6 | varible frequecy power source |  |  | HA | 51#7F-PPT test lab | I | 2019-11-05 | 2020-11-04 | SQI | Closed |  | 变频电源
EC5769 |  | Multimeter | F289C | 35250130 | LAB | 86#4F-Calibration room | II | 2020-09-28 | 2021-09-27 | EC JZ | Closed |  | 万用表
EC5770 |  | Electrical load | 63640-80-80 | 636408007384 | ICT | 86#4F-Multimedia test lab | I | 2019-10-14 | 2020-10-13 | JSMI | Calibrating |  | 电子负载
EC5771 |  | Digital Caliper | 0-150mm | 8-15111496 | HA | 86#3F-Home appliance test lab | I | 2019-09-27 | 2020-09-26 | JSMI | Calibrating |  | 数显卡尺
EC5772 |  | Digital Caliper |  | 8-15110628 | HA | 86#3F-Home appliance test lab | I | 2017-09-06 | — | JSMI | Out of service | 遗失未找到 | 数显卡尺
EC5773 |  | Digital Caliper | 0-200mm | 8-15110558 | HA | 86#3F-Home appliance test lab | I | 2019-09-27 | 2020-09-26 | JSMI | Calibrating |  | 数显卡尺
EC5774 |  | Digital Caliper | 0-200mm | 8-15110549 | LUM | 51#7F-LUM test lab | I | 2018-09-05 | — | JSMI | Can not be found |  | 数显卡尺
EC5775 |  | Digital Caliper |  | 8-15110834 | LUM | 51#7F-LUM test lab | I | 2020-08-28 | 2021-08-27 | JSMI | Closed |  | 数显卡尺
EC5776 |  | Digital Caliper | 0-200mm | 8-15110548 | LUM | 51#7F-LUM test lab | I | 2018-09-12 | — | JSMI | Can not be found |  | 数显卡尺
EC5777 |  | P5122 prober kit | P5122 100：1 100M欧 | 015-0736-02 | HEE | 86#4F-Multimedia test lab | I | 2019-11-07 | 2020-11-06 | SIMT | Closed |  | 示波器探头
EC5778 |  | P5122 prober kit | P5122 100：1 100M欧 | 015-0736-03 | ICT | 86#4F-Multimedia test lab | I | 2019-10-12 | 2020-10-11 | SIMT | Calibrating | 11959 | 示波器探头
EC5779 |  | Gauge | 7-14.5mm |  | PT | 86#1F-Tools & machinery test lab | III | 2016-09-14 | — | JSMI | Closed |  | 半径规
EC5780 |  | Gauge | 15-25mm |  | PT | 86#1F-Tools & machinery test lab | III | 2016-09-14 | — | JSMI | Closed |  | 半径规
EC5781 |  | AC Power Calibrator | XF30-11A | 20160903 | SH Lab | 86#4F-Calibration room | I | 2020-06-04 | 2021-06-03 | SIMT | Closed |  | 交流电源校准源
EC5782 |  | 1/2 Microphone | 4189 | 3043906 | GT | 86#2F-Garden tools test lab (Ⅱ) | I | 2019-06-25 | 2020-06-24 | SIMT | Closed |  | 麦克风
EC5783 |  | PVC Pipe transparent | 内径60毫米，长度400毫米 |  | SH HEE | 86#4F-Multimedia test lab | II | 2019-10-12 | 2020-10-11 | EC JK | Closed |  | PVC 透明管
EC5784 |  | PVC Pipe transparent | 内径60毫米，长度750毫米 |  | SH HEE | 86#4F-Multimedia test lab | II | 2019-10-12 | 2020-10-11 | EC JK | Closed |  | PVC 透明管
EC5785 |  | Torque screwdriver | 3NM |  | HEE | 86#4F-Multimedia test lab | I | 2016-11-17 | — | JSMI | Disposal |  | 扭力螺丝刀
EC5786 |  | test apparatus for endurance of connector | C6 |  | ACCE | 85#5F-Gauge room | II | 2019-10-30 | 2020-10-29 | EC JK | Closed |  | 耦合器寿命测试装置
EC5787 |  | Test apparatus for endurance of connector | C8 |  | ACCE | 85#5F-Gauge room | II | 2019-10-30 | 2020-10-29 | EC JK | Closed |  | 耦合器寿命测试装置
EC5788 |  | Test apparatus for endurance of connector | C10 |  | ACCE | 85#5F-Gauge room | II | 2019-10-30 | 2020-10-29 | EC JK | Closed |  | 耦合器寿命测试装置
EC5789 |  | Test apparatus for endurance of connector | C14 |  | ACCE | 85#5F-Gauge room | II | 2019-10-30 | 2020-10-29 | EC JK | Closed |  | 耦合器寿命测试装置
EC5790 |  | Test apparatus for endurance of connector | C20 |  | ACCE | 85#5F-Gauge room | II | 2019-10-30 | 2020-10-29 | EC JK | Closed |  | 耦合器寿命测试装置
EC5791 |  | 6mm diameter mandrel with a flat end | φ6 重量：30±1N |  | ACCE | 86#4F-Multimedia test lab | II | 2019-10-13 | 2020-10-12 | EC JK | Closed |  | φ6mm末端扁平轴棒
EC5792 |  | Metal bar | φ14mm |  | ACCE | 85#5F-Gauge room | II | 2019-10-13 | 2020-10-12 | EC JK | Closed |  | 金属棒
EC5793 |  | Metal bar | φ20mm |  | ACCE | 85#5F-Gauge room | II | 2019-10-13 | 2020-10-12 | EC JK | Closed |  | 金属棒
EC5794 |  | wood structural member | 45X90mm |  | ACCE | 85#5F-Gauge room | III | 2016-10-19 | — | ES HG | Closed |  | 木结构件
EC5795 |  | wood structural menber | 35X180mm |  | ACCE | 85#5F-Gauge room | III | 2016-10-19 | — | ES HG | Closed |  | 木结构件
EC5796 |  | flat transparaent plate not more than 3.2 mm |  |  | ACCE | 85#5F-Gauge room | III | 2016-10-26 | — | EC JZ | Closed |  | 小于3.2mm透明材料平板
EC5797 |  | drop |  |  | HA | 86#3F-Home appliance test lab | III | 2016-10-14 | — | ES HG | Closed |  | 跌落管
EC5798 |  | Oven | MLS-360 |  | CIXI | CIXI test lab | I | 2020-05-07 | 2021-05-06 | CIXI | Closed |  | 高温烘箱
EC5799 |  | Electrical balance | XPE64001L |  | CIXI | CIXI test lab | I | 2020-05-07 | 2021-05-06 | JSMI | Closed |  | 电子天平
EC5800 |  | Multimeter | F287C | 35320104 | HA | 86#3F-Home appliance test lab | II | 2019-10-19 | 2020-10-18 | EC JZ | Closed |  | 万用表
EC5801 |  | Multimeter | F287C | 35320101 | HA | 86#3F-Home appliance test lab | II | 2018-10-19 | — | EC JZ | Can not be found |  | 万用表
EC5802 |  | cable stretch testing equipment |  |  | PT | 86#2F-Performance test lab | II | 2019-10-08 | 2020-10-07 | SETRI | Closed |  | 电缆拉伸试验机
EC5803 |  | crushing resistance test |  |  | HA | 86#3F-Cooking & HVAC test lab | II | 2019-11-16 | 2020-11-15 | ES AW | Closed |  | 抗压测试装置
EC5803 | 1 | crushing resistance test weight |  |  | HA | 86#3F-Construction test lab (Ⅱ) | II | 2019-11-16 | 2020-11-15 | ES AW | Closed |  | 砝码
EC5803 | 2 | crushing resistance test weight |  |  | HA | 86#3F-Construction test lab (Ⅱ) | II | 2019-11-16 | 2020-11-15 | ES AW | Closed |  | 砝码
EC5803 | 3 | crushing resistance test weight |  |  | HA | 86#2F-Construction test lab(Ⅰ) | II | 2019-11-16 | 2020-11-15 | ES AW | Closed |  | 砝码
EC5803 | 4 | crushing resistance test weight |  |  | HA | 86#3F-Construction test lab (Ⅱ) | II | 2019-11-16 | 2020-11-15 | ES AW | Closed |  | 砝码
EC5804 |  | test probe |  |  | HA | 86#3F-Construction test lab (Ⅱ) | II | 2019-11-28 | 2020-11-27 | EC JZ | Closed |  | 测试指
EC5805 |  | rough usage tester |  |  | PT | [5 empty] | Equipment arrived, waiting for acceptance check |  | 粗鲁使用测试
EC5806 |  | starting speed and acceleration speed tester | ZPJ-1 |  | HA | 86#3F-Home appliance test lab | I | 2019-11-29 | 2020-11-28 | SIMT | Closed | software ver:1.0 | 跑步机加速度测试仪
EC5807 |  | AC Frequency power source | AN97005H-5KVA | 1610970013 | ACCE | 85#5F-B5F Power distribution room | III | 2016-11-16 | — | SIMT | Closed |  | 变频电源
EC5808 |  | Digital Caliper(150mm) |  |  | ACCE | 85#5F-ACCE & LUM test lab | I | 2019-11-07 | 2020-11-06 | JSMI | Closed |  | 数显卡尺（150mm）
EC5809 |  | ECG tester | HFCN |  | Medical | 86#4F-Multimedia test lab | I | 2020-04-22 | 2021-04-21 | MFG | Closed |  | ECG测试装置
EC5810 |  | level meter and hand-arm | 4231 | 3016680 | IW BJ | BJ IW test lab | I | 2018-08-29 | 2019-08-28 | SIMT | Calibrating |  | 声级计
EC5811 |  | hairdryer test equipment |  |  | CX | CIXI test lab | III | 2016-11-15 | — | EC JZ | Closed |  | 电吹风测试装置
EC5812 |  | Insulation resistance meter | PC27-1 | 50476 | XM | Xiamen test lab | I | 2020-06-15 | 2021-06-14 | LISAI | Closed |  | 绝缘电阻测试仪
EC5813 |  | Sealed device testing container | GG-100 |  | PT | 86#1F-Tools & machinery test lab | I | 2019-10-14 | 2020-10-13 | JSMI | Calibrating |  | 恒温水槽
EC5814 |  | backsiphonage of Non-potable water |  |  | HA | Haining test lab | III | 2017-03-10 | — | ES HG | Closed |  | 非饮用水的反虹吸能力测试装置
EC5814 | 1 | vacuum gauge | -0.1mpa |  | HA | 86#3F-Home appliance test lab | I | 2020-06-19 | 2021-06-18 | SIMT | Closed |  | 真空表
EC5814 | 2 | vacuum gauge | -0.1mpa |  | HA | 86#3F-Home appliance test lab | I | 2020-07-16 | 2021-07-15 | JSMI | Closed |  | 真空表
EC5815 |  | equipment for calibrating current density test probe |  |  | HA | 86#3F-Cooking & HVAC test lab | III | 2016-12-15 | — | EC JZ | Closed |  | 电流密度测试仪
EC5816 |  | Glow-wire tester | KS-03A |  | CL | 86#1F-Material test lab | II | 2019-12-02 | 2020-12-01 | ES AW | Closed |  | 灼热丝试验仪
EC5816 | 1 | Glow-wire tester | KS-03A |  | CL | 86#1F-Material test lab | I | 2020-06-09 | 2021-06-08 | JSMI | Closed |  | 灼热丝试验仪----电流表
EC5817 |  | test apparatus for devices forming a part of the MAINS plug |  |  | XM | Xiamen test lab | II | 2060-06-16 | 2061-06-15 | ES AW | Closed |  | 插头扭矩测试台
EC5818 |  | EMC radiation immunity test system | 80MHz-1GHz，10V/m@3m |  | EMC | 86#4F-EMC test lab | I | 2020-06-03 | 2021-06-02 | SIMT | Closed |  | EMC辐射测试系统
EC5818 | 1 | EMC radiation immunity test system | FL7006 | 346196 | EMC | 86#4F-EMC test lab | I | 2020-06-03 | 2021-06-02 | SIMT | Closed |  | EMC辐射测试系统-----场强仪
EC5818 | 2 | EMC radiation immunity test system | 250W1000B | 346731 | EMC | 86#4F-EMC test lab | I | 2020-06-10 | 2021-06-09 | SIMT | Closed |  | EMC辐射测试系统-----射频功率放大器
EC5818 | 3 | EMC radiation immunity test system | N1914A | MY56330002 | EMC | 86#4F-EMC test lab | I | 2020-04-14 | 2021-04-13 | SIMT | Closed |  | EMC辐射测试系统----功率计
EC5818 | 4 | EMC radiation immunity test system | BLMA1060-100 | 1610946 | EMC | 86#4F-EMC test lab | I | 2020-04-14 | 2021-04-13 | SIMT | Closed |  | EMC辐射测试系统-----射频功率放大器
EC5818 | 5 | EMC radiation immunity test system | TS2-10DB-6G-A | 17011001 | EMC | 86#4F-EMC test lab | I | 2020-04-14 | 2021-04-13 | SIMT | Closed |  | EMC辐射测试系统-----衰减器
EC5818 | 6 | EMC radiation immunity test system | TS2-10DB-6G-A | 17011002 | EMC | 86#4F-EMC test lab | I | 2020-04-14 | 2021-04-13 | SIMT | Closed |  | EMC辐射测试系统-----衰减器
EC5818 | 7 | EMC radiation immunity test system | CCS30-B26 | 111225 | EMC | 86#4F-EMC test lab | I | 2020-06-11 | 2021-06-10 | CEPREI | Closed |  | EMC辐射测试系统-----双通道定向耦合器
EC5818 | 8 | EMC radiation immunity test system | CCS30-B26 | 1605 | EMC | 86#4F-EMC test lab | I | 2020-06-11 | 2021-06-10 | CEPREI | Closed |  | EMC辐射测试系统-----双通道定向耦合器
EC5819 |  | flexing test of heating pod |  |  | HA | 86#3F-Training equipment test lab | II | 2020-01-08 | 2021-01-07 | ES AW | Closed |  | 电热垫弯折试验机
EC5820 |  | twisting test of heating pod |  |  | HA | 86#3F-Training equipment test lab | II | 2020-01-08 | 2021-01-07 | ES AW | Closed |  | 电热垫扭曲试验机
EC5821 |  | test equipment for pin bending test |  |  | ACCE | 85#5F-Gauge room | II | 2020-07-10 | 2021-07-09 | EC JZ | Closed |  | 插片弯折测试装置
EC5822 |  | test equipment for movement of pins |  |  | ACCE | 85#5F-Gauge room | II | 2020-07-10 | 2021-07-09 | EC JZ | Closed |  | 插头脚移动测试装置
EC5823 |  | test equipment for fixing of pins |  |  | ACCE | 85#5F-Gauge room | III | 2017-07-10 | — | EC JZ | Closed |  | 插片稳定性测试装置
EC5824 |  | 7-1/2 daigital multimeter | 34470A | MY54701039 | SH Lab | 86#4F-Calibration room | I | 2020-03-19 | 2021-03-18 | SIMT | Closed |  | 7位半数字万用表
EC5825 |  | test pin |  |  | ACCE | 85#5F-Gauge room | II | 2019-12-21 | 2020-12-20 | ES AW | Closed |  | 测试指
EC5826 |  | Fluid dynamic effciency test equipment |  |  | CX | CIXI test lab | I | 2020-05-26 | 2021-05-25 | CIXI | Closed |  | ISO 风量测试装置
EC5826 | 1 | variable frequency power source | AN97001H |  | CIXI | CIXI test lab | I | 2020-05-07 | 2021-05-06 | CIXI | Closed | AN97001H | 变频电源
EC5826 | 2 | Digital electric parameter meter | ZW3414B-RS232 |  | CIXI | CIXI test lab | I | 2019-11-08 | 2020-11-07 | MFG | Waiting for calibration | ZW3414B-RS232 | 综合电量表
EC5826 | 3 | fluid dynamic effciency test equipment plenum | FL-2 |  | CIXI | CIXI test lab | I | 2020-05-26 | 2021-05-25 | CIXI | Closed |  | ISO 风量测试装置（风室）
EC5827 |  | Filtering efficiency classes test equipment |  |  | CIXI | CIXI test lab | I | 2020-05-26 | 2021-05-25 | MFG | Closed |  | 油脂分离度测试装置
EC5827 | 1 | variable frequency power source | AN97001HV4 |  | CIXI | CIXI test lab | I | 2020-05-07 | 2021-05-06 | CIXI | Closed |  | 变频电源
EC5828 |  | power trainsform | S3-WD-3A-54500BY | OL1513 | IW BJ | BJ IW test lab | I | 2017-01-03 | 2019-01-02 | JSMI | Closed |  | 功率变送器
EC5829 |  | pressure meter（25Mpa） | 25Mpa |  | GT | 86#1F-Garden tools test lab (Ⅰ) | I | 2020-04-29 | 2021-04-28 | JSMI | Closed |  | 压力表（25Mpa）
EC5830 |  | Digital Caliper(200mm) | 200mm |  | ACCE | 85#5F-ACCE & LUM test lab | I | 2020-03-06 | 2021-03-05 | JSMI | Closed |  | 数显卡尺（200mm）
EC5831 |  | Digital Caliper(200mm) |  |  | ACCE | 85#5F-ACCE & LUM test lab | I | 2020-03-27 | 2021-03-26 | JSMI | Closed |  | 数显卡尺（200mm）
EC5832 |  | portable temperature recorder | GL840WV | C51020784 | QD | Qindao test lab | II | 2020-02-18 | 2021-02-17 | ES AW | Closed |  | 便携式温度记录仪
EC5833 |  | torque screwdriver | 100LTDK | 16B049 | LAB | 86#4F-Calibration room | I | 2020-05-14 | 2021-05-13 | SIMT | Closed | 40~100Kgf.cm | 扭力起子
EC5834 |  | swedish waterproof gauge | SEI23-50 V4 C13b |  | ACCE | 85#5F-Gauge room | II | 2020-03-10 | 2021-03-09 | EC JK | Closed |  | SEI23-50 V4 C13b
EC5835 |  | swedish waterproof gauge | SEI23-50 V4 C13a |  | ACCE | 85#5F-Gauge room | II | 2020-03-10 | 2021-03-09 | EC JK | Closed |  | SEI23-50 V4 C13a
EC5836 |  | swedish waterproof gauge | SEI23-50 V4 C14a |  | ACCE | 85#5F-Gauge room | II | 2020-03-10 | 2021-03-09 | EC JK | Closed |  | SEI23-50 V4 C14a量规
EC5837 |  | swedish waterproof gauge | SEI23-50 V4 C14b |  | ACCE | 85#5F-ACCE & LUM test lab | II | 2020-03-10 | 2021-03-09 | EC JK | Closed |  | SEI23-50 V4 C14b量规
EC5838 |  | Light meter | 1335 | 161006243 | CIXI | CIXI test lab | I | 2019-12-19 | 2020-12-18 | JSMI | Closed |  | 照度计
EC5839 |  | Passive Probe | P2220 | PKG010081105 | ACCE | 85#5F-ACCE & LUM test lab | I | 2018-04-19 | — | JSMI | Out of service | 未找到 | 探头
EC5840 |  | Oscilloscope | MDO3022 | C034992 | ACCE | 85#5F-ACCE & LUM test lab | I | 2020-05-15 | 2021-05-14 | JSMI | Closed |  | 示波器
EC5841 |  | Digital Caliper(200mm) | 200mm |  | GT | [5 empty] | Equipment arrived, waiting for acceptance check |  | 数显卡尺（200mm）
EC5842 |  | tapeline(5M) | 卷尺（5m) |  | GT | [5 empty] | Equipment arrived, waiting for acceptance check |  | 卷尺（5m)
EC5843 |  | Light meter | Z-10 | M125042TM5361123 | PPT | 51#7F-PPT test lab | I | 2020-07-21 | 2021-07-20 | JSMI | Closed |  | 高精度照度计
EC5844 |  | Temperature and Humidity Recorder | ZJ1A |  | EMC | 86#4F-EMC test lab | I | 2020-03-06 | 2021-03-05 | XRCTT | Closed |  | 走纸式温湿度记录仪
EC5845 |  | Data Logger | 175H1 | 40364745 | CIXI | CIXI test lab | I | 2020-06-03 | 2021-06-02 | JSMI | Closed |  | 数据记录仪
EC5846 |  | Shelf with multifunction tseting |  |  | PV | [5 empty] | Equipment arrived, waiting for acceptance check |  | 多功能测试架
EC5847 |  | conductivity meter | FE38 LE703 | B713908281 | XM | Xiamen test lab | I | 2020-03-11 | 2021-03-10 | XRCTT | Closed |  | 电导率仪
EC5848 |  | Flicker Meter | LFA-3000 | G185972CA1371121 | LUM | 51#7F-LUM test lab | I | 2020-05-08 | 2021-05-07 | EVERFINE | Closed | 软件版本V-10141AF_v2:M1371301 | 频闪仪
EC5849 |  | swedish waterproof gauge SE27 | SE27 |  | ACCE | 85#5F-Gauge room | II | 2020-05-26 | 2021-05-25 | EC JZ | Closed |  | 瑞典防水量规SE27
EC5850 |  | swedish waterproof gauge SE28 |  |  | ACCE | 85#5F-Gauge room | II | 2020-05-26 | 2021-05-25 | EC JZ | Closed |  | 瑞典防水量规SE28
EC5851 |  | swedish waterproof gauge SE29 |  |  | ACCE | 85#5F-Gauge room | II | 2020-05-26 | 2021-05-25 | EC JZ | Closed |  | 瑞典防水量规SE29
EC5852 |  | swedish waterproof gauge SE30 |  |  | ACCE | 85#5F-Gauge room | II | 2020-05-26 | 2021-05-25 | EC JZ | Closed |  | 瑞典防水量规SE30
EC5853 |  | swedish waterproof gauge SE31 |  |  | ACCE | 85#5F-Gauge room | II | 2020-05-26 | 2021-05-25 | EC JZ | Closed |  | 瑞典防水量规SE31
EC5854 |  | Temperature and Humidity Recorder | 175H1 | 40367215 | PT | 86#1F-Tools & machinery test lab | I | 2020-05-13 | 2021-05-12 | JSMI | Closed |  | 温湿度记录仪
EC5855 |  | Temperature and Humidity Recorder | 175H1 | 40367634 | PT | 86#1F-Tools & machinery test lab | I | 2020-05-13 | 2021-05-12 | JSMI | Closed |  | 温湿度记录仪
EC5856 |  | Temperature and Humidity Recorder | 175H1 | 40367227 | GT | 86#1F-Tools & machinery test lab | I | 2020-05-13 | 2021-05-12 | JSMI | Closed |  | 温湿度记录仪
EC5857 |  | Temperature and Humidity Recorder | 175H1 | 40367211 | GT | 86#1F-Garden tools test lab (Ⅰ) | I | 2020-05-13 | 2021-05-12 | JSMI | Closed |  | 温湿度记录仪
EC5858 |  | DC Power Source | 62006P-100-25 | 62006PD02687 | PV | Shibei PV lab | I | 2020-03-25 | 2021-03-24 | JSMI | Closed |  | 直流电源
EC5858 | 1 | DC Power Source | 62006P-100-25 | 62006PD02670 | PV | Shibei PV lab | I | 2020-03-25 | 2021-03-24 | JSMI | Closed |  | 直流电源
EC5858 | 2 | DC Power Source | 62006P-100-25 | 62006PD02662 | PV | Shibei PV lab | I | 2020-03-25 | 2021-03-24 | JSMI | Closed |  | 直流电源
EC5858 | 3 | DC Power Source | 62006P-100-25 | 62006PD02660 | PV | Shibei PV lab | I | 2020-03-25 | 2021-03-24 | JSMI | Closed |  | 直流电源
EC5858 | 4 | DC Power Source | 62006P-100-25 | 62006PD02677 | PV | Shibei PV lab | I | 2020-03-25 | 2021-03-24 | JSMI | Closed |  | 直流电源
EC5858 | 5 | DC Power Source | 62006P-100-25 | 62006PD02689 | PV | Shibei PV lab | I | 2020-03-25 | 2021-03-24 | JSMI | Closed |  | 直流电源
EC5859 |  | DC Power Source | 62006P-100-25 | 62006PD02659 | PV | Shibei PV lab | I | 2020-03-25 | 2021-03-24 | JSMI | Closed |  | 直流电源
EC5859 | 1 | DC Power Source | 62006P-100-25 | 62006PD02668 | PV | Shibei PV lab | I | 2020-03-25 | 2021-03-24 | JSMI | Closed |  | 直流电源
EC5859 | 2 | DC Power Source | 62006P-100-25 | 62006PD02667 | PV | Shibei PV lab | I | 2020-03-25 | 2021-03-24 | JSMI | Closed |  | 直流电源
EC5859 | 3 | DC Power Source | 62006P-100-25 | 62006PD02683 | PV | Shibei PV lab | I | 2020-03-25 | 2021-03-24 | JSMI | Closed |  | 直流电源
EC5859 | 4 | DC Power Source | 62006P-100-25 | 62006PD02664 | PV | Shibei PV lab | I | 2020-03-25 | 2021-03-24 | JSMI | Closed |  | 直流电源
EC5859 | 5 | DC Power Source | 62006P-100-25 | 62006PD02669 | PV | Shibei PV lab | I | 2020-03-25 | 2021-03-24 | JSMI | Closed |  | 直流电源
EC5860 |  | DC Power Source | 62006P-100-25 | 62006PD02666 | PV | Shibei PV lab | I | 2020-03-25 | 2021-03-24 | JSMI | Closed |  | 直流电源
EC5860 | 1 | DC Power Source | 62006P-100-25 | 62006PD02676 | PV | Shibei PV lab | I | 2020-03-25 | 2021-03-24 | JSMI | Closed |  | 直流电源
EC5860 | 2 | DC Power Source | 62006P-100-25 | 62006PD02680 | PV | Shibei PV lab | I | 2020-03-25 | 2021-03-24 | JSMI | Closed |  | 直流电源
EC5860 | 3 | DC Power Source | 62006P-100-25 | 62006PD02686 | PV | Shibei PV lab | I | 2020-03-25 | 2021-03-24 | JSMI | Closed |  | 直流电源
EC5860 | 4 | DC Power Source | 62006P-100-25 | 62006PD02654 | PV | Shibei PV lab | I | 2020-03-25 | 2021-03-24 | JSMI | Closed |  | 直流电源
EC5860 | 5 | DC Power Source | 62006P-100-25 | 62006PD02661 | PV | Shibei PV lab | I | 2020-03-25 | 2021-03-24 | JSMI | Closed |  | 直流电源
EC5861 |  | DC Power Source | 62006P-100-25 | 62006PD02675 | PV | Shibei PV lab | I | 2020-03-25 | 2021-03-24 | JSMI | Closed |  | 直流电源
EC5861 | 1 | DC Power Source | 62006P-100-25 | 62006PD02674 | PV | Shibei PV lab | I | 2020-03-25 | 2021-03-24 | JSMI | Closed |  | 直流电源
EC5861 | 2 | DC Power Source | 62006P-100-25 | 62006PD02671 | PV | Shibei PV lab | I | 2020-03-25 | 2021-03-24 | JSMI | Closed |  | 直流电源
EC5861 | 3 | DC Power Source | 62006P-100-25 | 62006PD02678 | PV | Shibei PV lab | I | 2020-03-25 | 2021-03-24 | JSMI | Closed |  | 直流电源
EC5861 | 4 | DC Power Source | 62006P-100-25 | 62006PD02655 | PV | Shibei PV lab | I | 2020-03-25 | 2021-03-24 | JSMI | Closed |  | 直流电源
EC5861 | 5 | DC Power Source | 62006P-100-25 | 62006PD02681 | PV | Shibei PV lab | I | 2020-03-25 | 2021-03-24 | JSMI | Closed |  | 直流电源
EC5862 |  | test rod | φ1 |  | PT | 86#1F-Tools & machinery test lab | II | 2020-05-03 | 2021-05-02 | EC JZ | Closed |  | 探针
EC5863 |  | test rod | φ2.5 |  | PT | 86#1F-Tools & machinery test lab | II | 2020-05-03 | 2021-05-02 | EC JZ | Closed |  | 探针
EC5864 |  | Data Acquisition/Switch Unit | 34970A | MY57001154 | LUM | 51#7F-LUM test lab | II | 2020-05-08 | 2021-05-07 | ES AW | Closed |  | 数据采集仪
EC5864 | 1 | module | 34901A | MY57004020 | LUM | 51#7F-LUM test lab | II | 2020-05-08 | 2021-05-07 | ES AW | Closed |  | 模块
EC5864 | 2 | module | 34901A | MY57003962 | LUM | 51#7F-LUM test lab | II | 2020-05-08 | 2021-05-07 | ES AW | Closed |  | 模块
EC5865 |  | AC/DC Digital Power Meter | WT310E-C2-H/C7 | C3TD25049E | HA | 86#3F-Home appliance test lab | I | 2020-06-19 | 2021-06-18 | JSMI | Closed |  | 功率计
EC5866 |  | AC/DC Digital Power Meter | WT310EH-C2-H/C7/G5 | C3TD25048E | HA | 86#3F-Home appliance test lab | I | 2020-06-19 | 2021-06-18 | JSMI | Closed |  | 功率计
EC5867 |  | AC/DC Digital Power Meter | WT310E-C2-H/C7/G5 | C3TD25050E | LUM | 51#7F-LUM test lab | I | 2020-06-11 | 2021-06-10 | JSMI | Closed |  | 功率计
EC5868 |  | Isolating Transformer | TDGC2J-7 |  | CIXI | CIXI test lab | III | 2017-05-15 | — | MFG | Closed |  | 隔离调压器
EC5869 |  | AC Frequency power source | ANFC015S | 1611FC0004A | GT | 86#1F-Tools & machinery test lab | III | 2018-07-04 | — | JSMI | Closed |  | 变频电源
EC5870 |  | instrument of tester for sharp |  |  | PV | Shibei PV lab | I | 2020-06-19 | 2021-06-18 | SETRI | Closed |  | 锐边测试仪
EC5871 |  | Ground Bond tester | 7314 | 1360985 | QD | Qindao test lab | I | 2020-02-26 | 2021-05-25 | JSMI | Closed |  | 接地电阻测试仪
EC5872 |  | radius and angle gauge |  |  | PT | 86#2F-Performance test lab | II | 2019-06-20 | — | EC JZ | Can not be found |  | 内角半径和内角角度规
EC5873 | 1 | Electronic load | 菊水PLZ-150U | XC001542 | LUM | 51#7F-LUM test lab | I | 2020-06-10 | 2021-06-09 | JSMI | Closed | XA001769 | 电子负载
EC5873 | 2 | Electronic load | 菊水PLZ-150U | XC001542 | LUM | 51#7F-LUM test lab | I | 2020-06-10 | 2021-06-09 | JSMI | Closed | XA001769 | 电子负载
EC5873 | 3 | Electronic load | 菊水PLZ-150U | XC001542 | LUM | 51#7F-LUM test lab | I | 2020-06-10 | 2021-06-09 | JSMI | Closed | XA001769 | 电子负载
EC5874 |  | rectangular contaner |  |  | HA | 86#3F-Home appliance test lab | II | 2020-09-20 | 2021-09-19 | EC JZ | Closed |  | 矩形容器
EC5875 |  | DC Power Source | PAD250-15LA |  | LUM | 51#7F-LUM test lab | I | 2020-06-10 | 2021-06-09 | JSMI | Closed |  | 直流电源
EC5876 |  | Three-phase AC Frequency converter | ANFS030A | 1706FS0001 | ICT | 86#2F-TCO test lab | I | 2020-07-10 | 2021-07-09 | JSMI | Closed |  | 三相变频电源
EC5877 |  | AC Power Source | 6430 | 643000001471 | LUM | 51#7F-LUM test lab | I | 2020-07-10 | 2021-07-09 | JSMI | Closed |  | 交流变频电源
EC5878 |  | Torque Screwdriver | N10LTDK | 16D072 | PV | Shibei PV lab | I | 2018-07-25 | — | SIMT | Can not be found |  | 扭力起子
EC5879 |  | Standard thermometer | 1551A | 3381290 | HA | 86#3F-Home appliance test lab | I | 2020-08-26 | 2021-08-25 | JSMI | Closed |  | 标准温度计
EC5880 |  | Equipment of testing Chain saw hanging heavy |  |  | GT | 86#1F-Garden tools test lab (Ⅰ) | II | 2020-07-10 | 2021-07-09 | EC JZ | Closed |  | 链锯悬重测试装置
EC5881 |  | Antenna | STLP9149 0.7GHZ-9GHZ | 9149506 | EMC | 86#6F-SAC-Semi anechoic chamber test lab | I | 2019-09-04 | 2020-09-03 | MFG | Calibrating |  | 喇叭天线
EC5882 |  | Roughness | GB/T6060.3-2008 | 981 | PT | 86#2F-Performance test lab | I | 2019-10-14 | 2020-10-13 | SIMT | Calibrating |  | 表面粗糙度比较样块
EC5883 |  | UV Chamber | GRO-SUV-EXTH3000L |  | PV | Shibei PV lab | I | 2020-06-15 | 2021-06-14 | SIMT | Closed |  | UV 带温湿度老化箱
EC5883 | 1 | UV Chamber | GRO-SUV-EXTH3000L |  | PV | Shibei PV lab | I | 2020-06-15 | 2021-06-14 | SIMT | Closed |  | UV 带温湿度老化箱----UVB探头
EC5883 | 2 | UV Chamber-Temperature and Humidity | GRO-SUV-EXTH3000L |  | PV | Shibei PV lab | I | 2020-03-05 | 2021-03-04 | JSMI | Closed |  | UV 带温湿度老化箱
EC5884 |  | Thermometer | 52 II | 38680521WS | HA | 86#3F-Home appliance test lab | I | 2019-10-22 | 2020-10-21 | JSMI | Calibrating |  | 温度表
EC5885 |  | Flowmeter |  |  | ICT | 86#1F-Washing M/C test lab | I | 2019-10-18 | 2021-10-17 | SIMT | Closed |  | 流量计
EC5886 |  | Power transmitter | BD-4P/FXZ 690V/5A | 11707112490001 | IW BJ | BJ IW test lab | I | 2017-07-21 | 2019-07-20 | MFG | Closed |  | 功率变送器
EC5887 |  | Power transmitter | BD-4P/FXZ 690V/5A | 11707112490002 | IW BJ | BJ IW test lab | I | 2017-07-21 | — | MFG | Disposal |  | 功率变送器
EC5888 |  | flowmeter | 170 |  | ICT | [5 empty] | Equipment arrived, waiting for acceptance check |  | 流量计
EC5889 |  | Digital Caliper(200mm) |  |  | ACCE | 85#5F-ACCE & LUM test lab | I | 2020-08-12 | 2021-08-11 | JSMI | Closed |  | 数显卡尺（200mm）
EC5890 |  | Digital Caliper(200mm) |  |  | ACCE | 85#5F-ACCE & LUM test lab | I | 2020-08-12 | 2021-08-11 | JSMI | Closed |  | 数显卡尺（200mm）
EC5891 |  | Labsphere Standard Lamp | SCL-1400 |  | LUM | 51#7F-LUM test lab | I | 2017-05-30 | 2021-05-29 | MFG | Closed |  | Labsphere标准灯 SCL-1400
EC5892 |  | Labsphere Standard Lamp | SCL-1400 |  | LUM | 51#7F-LUM test lab | I | 2017-05-30 | 2021-05-29 | MFG | Closed |  | Labsphere标准灯 SCL-1400
EC5893 |  | Labsphere Standard Lamp | SCL-1400 |  | LUM | 51#7F-LUM test lab | I | 2017-05-30 | 2021-05-29 | MFG | Closed |  | Labsphere标准灯 SCL-1400
EC5894 |  | wind speed meter | 405-V1 | 41535879/707 | HEE | 86#4F-Multimedia test lab | I | 2019-09-23 | 2020-09-22 | SIMT | Calibrating |  | 风速计
EC5895 |  | wind speed meter | 405-V1 | 41535891/707 | CL | 86#1F-Washing M/C test lab | I | 2019-08-22 | 2020-08-21 | SIMT | Calibrating |  | 风速计
EC5896 |  | wind speed meter | 4.3820.00.340 | 16060110042 | PV | Shibei PV lab | III | 2020-10-14 | — | CSIC | Closed |  | 风速计
EC5897 |  | Temperature and Humidity Recorder | 175H1 | 40376454 | CX | CIXI test lab | I | 2019-04-25 | — | CIXI | Disposal |  | 温湿度记录仪
EC5898 |  | Hook |  |  | HA | 86#3F-Home appliance test lab | III | 2018-09-13 | — | EC JZ | Closed |  | 钩子
EC5899 |  | Test oven for ul8750 class p driver | LU2140FL |  | ACCE | 51#7F-LUM test lab | I | 2020-03-17 | 2021-03-16 | JSMI | Closed |  | 自然对流烘箱
EC5900 |  | testing corner for cab heater |  |  | CX | CIXI test lab | III | 2018-09-25 | — | EC JZ | Closed |  | 车载取暖器测试盒
EC5901 |  | Current Transformer | AKH-0.66 | 11708162410001 | IW | BJ IW test lab | I | 2017-08-25 | 2019-08-24 | JSMI | Calibrating |  | 电流互感器
EC5902 |  | Current Transformer | AKH-0.66 | 11708162410004 | IW | BJ IW test lab | I | 2019-04-26 | 2021-04-25 | JSMI | Closed |  | 电流互感器
EC5903 |  | Current Transformer | AKH-0.66 | 11708162410005 | IW | BJ IW test lab | I | 2019-04-26 | 2021-04-25 | JSMI | Closed |  | 电流互感器
EC5904 |  | current transmitter | AKH-0.66 | 11708162410006 | IW | BJ IW test lab | I | 2019-04-26 | 2021-04-25 | JSMI | Closed |  | 电流互感器
EC5905 |  | Current Transformer | AKH-0.66 | 11708162410002 | IW | BJ IW test lab | I | 2019-03-13 | 2021-03-12 | JSMI | Closed |  | 电流互感器
EC5906 |  | current transmitter | AKH-0.66 | 11708162410003 | IW | BJ IW test lab | I | 2019-03-13 | 2021-03-12 | JSMI | Closed |  | 电流互感器
EC5907 |  | Data Acquisition/Switch Unit | 34970A | MY57003483 | HA | 86#3F-Home appliance test lab | II | 2019-11-13 | 2020-11-12 | ES AW | Closed |  | 数据采集仪
EC5907 | 1 | module | 34901A | MY57010384 | HA | 86#3F-Home appliance test lab | III | 2017-11-13 | — | EC JZ | Closed |  | 采集模块
EC5907 | 2 | module | 34901A | MY57010380 | HA | 86#3F-Home appliance test lab | III | 2017-11-13 | — | EC JZ | Closed |  | 采集模块
EC5907 | 3 | module | 34901A | MY57010369 | HA | 86#3F-Home appliance test lab | III | 2017-11-13 | — | EC JZ | Closed |  | 采集模块
EC5908 |  | Data Acquisition/Switch Unit | 34970A | MY57003407 | CX | 86#3F-Home appliance test lab | II | 2019-11-13 | 2020-11-12 | ES AW | Closed |  | 数据采集仪
EC5908 | 1 | module | 34901A | MY57010662 | CIXI | CIXI test lab | III | 2017-11-13 | — | EC JZ | Closed |  | 采集模块
EC5908 | 2 | module | 34901A | MY57011976 | CIXI | CIXI test lab | III | 2017-11-13 | — | EC JZ | Closed |  | 采集模块
EC5908 | 3 | module | 34901A | MY57010363 | CIXI | CIXI test lab | III | 2017-11-13 | — | EC JZ | Closed |  | 采集模块
EC5909 |  | module | 34901A | MY57010427 | CN FAC | 86#4F-Calibration room | III | 2017-11-13 | — | EC JZ | Closed |  | 采集模块
EC5910 |  | module | 34901A | MY57010425 | CN FAC | 86#4F-Calibration room | III | 2017-11-13 | — | EC JZ | Closed |  | 采集模块
EC5911 |  | UV tester | LRHS-NZY |  | PPT | 51#7F-PPT test lab | I | 2019-10-08 | 2020-10-07 | SIMT | Calibrating |  | 紫外光耐气候试验箱
EC5912 |  | Xenon lamp tester | LRHS-190F-SN |  | PPT | 51#7F-PPT test lab | I | 2019-10-08 | 2020-10-07 | SIMT | Calibrating |  | 氙灯耐气候试验箱
EC5912 | 1 | UV tester |  | A1610006T | PPT | 51#7F-PPT test lab | I | 2020-01-03 | 2021-01-02 | JSMI | Closed |  | 紫外辐照计
EC5913 |  | test probe | 10~20N测试值 |  | PV | Shibei PV lab | II | 2019-11-13 | 2020-11-12 | ES AW | Closed |  | 测试指
EC5914 |  | laser power meter | nova II | 852360 | HEE | 86#4F-Multimedia test lab | I | 2019-12-24 | 2020-12-23 | NIM | Closed | 配探头3A-P-V1 P/N：7Z02622 S/N：853236 | 激光功率计
EC5915 |  | Data Acquisition/Switch Unit | 34970A | MY57003679 | HA | 86#3F-Home appliance test lab | II | 2019-11-13 | 2020-11-12 | ES AW | Closed |  | 数据采集仪
EC5915 | 1 | module | 34901A | MY57010750 | HA | 86#3F-Home appliance test lab | III | 2017-11-13 | — | EC JZ | Closed |  | 采集模块
EC5915 | 2 | module | 34901A | MY57010522 | ACCE | 86#3F-Home appliance test lab | III | 2017-11-13 | — | EC JZ | Closed |  | 采集模块
EC5915 | 3 | module | 34901A | MY57012047 | ACCE | 86#3F-Home appliance test lab | III | 2017-11-13 | — | EC JZ | Closed |  | 采集模块
EC5916 |  | Data Acquisition/Switch Unit | 34970A | MY57003635 | HA | 86#3F-Home appliance test lab | II | 2019-11-13 | 2020-11-12 | ES AW | Closed |  | 数据采集仪
EC5916 | 1 | module | 34901A | MY57010547 | HA | 86#3F-Home appliance test lab | III | 2017-11-13 | — | EC JZ | Closed |  | 采集模块
EC5916 | 2 | module | 34901A | MY57010656 | HA | 86#3F-Home appliance test lab | III | 2017-11-13 | — | EC JZ | Closed |  | 采集模块
EC5916 | 3 | module | 34901A | MY57010656 | HA | 86#3F-Home appliance test lab | III | 2017-11-13 | — | EC JZ | Closed |  | 采集模块
EC5917 |  | Vibration tester for flmaeproof luminare |  |  | PT | 86#1F-Environment test lab | I | 2019-12-04 | 2020-12-03 | SETRI | Closed |  | 灯具振动测试装置
EC5918 |  | Multimeter | 287C | 39940059 | HA | 86#3F-Home appliance test lab | II | 2019-10-20 | 2020-10-19 | EC JZ | Closed |  | 万用表
EC5919 |  | Temperature and Humidity Recorder | 175H1 | 40367670 | ICT | 86#4F-Multimedia test lab | I | 2020-06-17 | 2021-06-16 | JSMI | Closed |  | 温湿度记录仪
EC5920 |  | Temperature and Humidity Recorder | 175H1 | 40367390 | HA | 86#3F-Home appliance test lab | I | 2019-12-02 | 2020-12-01 | JSMI | Closed |  | 温湿度记录仪
EC5921 |  | Temperature and Humidity Recorder | 175H1 | 40367650 | HA | 86#3F-Home appliance test lab | I | 2019-10-31 | 2020-10-30 | JSMI | Calibrating |  | 温湿度记录仪
EC5922 |  | Temperature and Humidity Recorder | 175H1 | 40367646 | HA | 86#3F-Home appliance test lab | I | 2019-12-02 | 2020-12-01 | JSMI | Closed |  | 温湿度记录仪
EC5923 |  | Temperature and Humidity Recorder | 175H1 | 40367659 | HA | 86#3F-Home appliance test lab | I | 2019-10-31 | 2020-10-30 | JSMI | Calibrating |  | 温湿度记录仪
EC5924 |  | Current Transformer | AKH-0.66/GFXZ-30*30I 30/5 | 11709280840003 | IW | BJ IW test lab | I | 2017-10-30 | 2019-10-29 | JSMI | Calibrating |  | 电流互感器
EC5924 | 1 | Current Transformer | AKH-0.66/GFXZ-30*30I 30/5 | 11709280840002 | IW | BJ IW test lab | I | 2017-10-30 | 2019-10-29 | JSMI | Calibrating |  | 电流互感器
EC5924 | 2 | Current Transformer | AKH-0.66/GFXZ-30*30I 30/5 | 11709280840001 | IW | BJ IW test lab | I | 2017-10-30 | 2019-10-29 | JSMI | Calibrating |  | 电流互感器
EC5925 |  | Pressure Sensor | NH121Y600-1100-U2 | 171018121Y003 | IW | BJ IW test lab | I | 2019-03-14 | 2020-03-13 | SIMT | Calibrating |  | 大气压力传感器
EC5926 |  | Pressure Sensor | NH121Y600~1100-U2 | 171018121Y002 | IW | BJ IW test lab | I | 2019-03-14 | 2020-03-13 | JSMI | Calibrating |  | 大气压力传感器
EC5927 |  | Pressure Sensor | NH121Y600~1100-U2 | 171018121Y001 | IW | BJ IW test lab | I | 2019-03-14 | 2020-03-13 | JSMI | Calibrating |  | 大气压力传感器
EC5928 |  | Temperature Sensor | NH121W-40~60-U | 171018121W003 | IW | BJ IW test lab | I | 2018-08-20 | 2019-08-19 | SIMT | Calibrating |  | 大气温度传感器
EC5929 |  | Temperature Sensor | NH121W-40~60-U2 | 171018121W001 | IW | BJ IW test lab | I | 2019-03-13 | 2020-03-12 | SIMT | Calibrating |  | 大气温度传感器
EC5930 |  | Temperature Sensor | NH121W-40~60-U | 171018121W002 | IW | BJ IW test lab | I | 2017-12-30 | 2018-12-29 | JSMI | Closed |  | 大气温度传感器
EC5931 |  | Anemometer | 43519.00.700 | 12151335 | IW | BJ IW test lab | I | 2019-06-03 | 2021-06-02 | MFG | Closed |  | 风速计
EC5932 |  | Anemometer | 4.3351.10.000 | 7162838 | IW | BJ IW test lab | I | 2016-01-11 | 2018-01-10 | MFG | Closed |  | 风速计
EC5933 |  | Anemometer | 4.3351.10.000 | 7162837 | IW | BJ IW test lab | I | 2016-01-11 | 2018-01-10 | MFG | Calibrating |  | 风速计
EC5934 |  | Anemometer | 4.3351.10.000 | 7162846 | IW | BJ IW test lab | I | 2019-06-03 | 2021-06-02 | MFG | Closed |  | 风速计
EC5935 |  | Anemometer | 4.3351.10.000 | 7162849 | IW | BJ IW test lab | I | 2019-05-31 | 2021-05-30 | MFG | Closed |  | 风速计
EC5936 |  | AC Frequency Converter | 5KVA |  | HA | 86#3F-Home appliance test lab | I | 2019-11-12 | 2020-11-11 | SQI | Closed |  | 变频电源
EC5937 |  | AC Frequency Converter | 5KVA |  | HA | 86#3F-Home appliance test lab | I | 2019-11-12 | 2020-11-11 | SQI | Closed |  | 变频电源
EC5938 |  | Gauge |  |  | HA | 86#3F-Home appliance test lab | II | 2019-11-30 | 2020-11-29 | EC JZ | Closed |  | 量规 figure13
EC5939 |  | AC Digital Power Meter | WT310E-C2-H/C7/G5 | C3TK13077E | HA | 86#3F-Home appliance test lab | I | 2019-12-19 | 2020-12-18 | JSMI | Closed |  | 功率计
EC5940 |  | AC Digital Power Meter | WT310E-C2-H/C7/G5 | C3TK13078E | HA | 86#3F-Home appliance test lab | I | 2019-12-19 | 2020-12-18 | JSMI | Closed |  | 功率计
EC5941 |  | inter turn short circuit tester |  |  | PT | 86#1F-General test lab | II | 2019-11-21 | 2020-11-20 | JSMI | Calibrating |  | 匝间短路测试仪
EC5942 |  | Digital display pressure gauge (0-10Mpa) | ZHT-2000 | 1709110 | GT | [5 empty] | Equipment arrived, waiting for acceptance check |  | 数显压力表（0-10Mpa）
EC5943 |  | apparatus of testing lock off or swich |  |  | PT | 86#1F-Luminary life test lab | I | 2019-12-04 | 2020-12-03 | SETRI | Closed |  | 反自锁开关测试装置
EC5944 |  | CMW | CMW500 |  | EMC | 86#4F-EMC test lab | I | 2019-12-10 | 2020-12-09 | CEPREI | Closed |  | 综合测试仪
EC5945 |  | x-ray fluorescence spectrometry | EDX-LE |  | EMC | 51#7F-LUM test lab | I | 2019-11-14 | 2020-11-13 | NIM | Closed |  | X射线荧光光谱仪
EC5946 |  | Light Flickering Analyzer | LFA-3000 | P185972CA8371121 | XM | Xiamen test lab | I | 2019-11-04 | 2020-11-03 | EVERFINE | Closed | 软件版本V1.00_LFA-3000 | 光源频闪测量仪
EC5947 | 1 | calibrated link | 13A |  | ACCE | 85#5F-Gauge room | II | 2020-07-27 | 2021-07-26 | ES AW | Closed |  | 保险丝
EC5947 | 10 | calibrated link | 13A |  | ACCE | 85#5F-Gauge room | II | 2020-07-27 | 2021-07-26 | ES AW | Closed |  | 保险丝
EC5947 | 11 | calibrated link | 13A |  | ACCE | 85#5F-Gauge room | II | 2020-07-27 | 2021-07-26 | ES AW | Closed |  | 保险丝
EC5947 | 12 | calibrated link | 13A |  | ACCE | 85#5F-Gauge room | II | 2020-07-27 | 2021-07-26 | ES AW | Closed |  | 保险丝
EC5947 | 2 | calibrated link | 13A |  | ACCE | 85#5F-Gauge room | II | 2020-07-27 | 2021-07-26 | ES AW | Closed |  | 保险丝
EC5947 | 3 | calibrated link | 13A |  | ACCE | 85#5F-Gauge room | II | 2020-07-27 | 2021-07-26 | ES AW | Closed |  | 保险丝
EC5947 | 4 | calibrated link | 13A |  | ACCE | 85#5F-Gauge room | II | 2020-07-27 | 2021-07-26 | ES AW | Closed |  | 保险丝
EC5947 | 5 | calibrated link | 13A |  | ACCE | 85#5F-Gauge room | II | 2020-07-27 | 2021-07-26 | ES AW | Closed |  | 保险丝
EC5947 | 6 | calibrated link | 13A |  | ACCE | 85#5F-Gauge room | II | 2020-07-27 | 2021-07-26 | ES AW | Closed |  | 保险丝
EC5947 | 7 | calibrated link | 13A |  | ACCE | 85#5F-Gauge room | II | 2020-07-27 | 2021-07-26 | ES AW | Closed |  | 保险丝
EC5947 | 8 | calibrated link | 13A |  | ACCE | 85#5F-Gauge room | II | 2020-07-27 | 2021-07-26 | ES AW | Closed |  | 保险丝
EC5947 | 9 | calibrated link | 13A |  | ACCE | 85#5F-Gauge room | II | 2020-07-27 | 2021-07-26 | ES AW | Closed |  | 保险丝
EC5948 |  | High Temperature Oven | SEG-021H |  | QD | Qindao test lab | I | 2020-01-07 | 2021-01-06 | JSMI | Closed | 价格由12130元变为25000元 | 高温烘箱
EC5949 |  | ESD Pulse Target | CESD-T4G | 8220006 | EMC | 86#4F-EMC test lab | I | 2019-12-20 | 2020-12-19 | JSMI | Closed |  | 静电靶
EC5950 |  | tray |  |  | HA | [5 empty] | Equipment arrived, waiting for acceptance check |  | 托盘
EC5951 |  | Broadcast test center | BTC |  | ICT | 86#4F-EMC test lab | I | 2020-07-03 | 2021-07-02 | NIM | Closed | 7250-304034505 | 广播电视测试系统
EC5951 | 1 | Broadcast test center--Average Power Sensor | NRP6A |  | ICT | 86#4F-EMC test lab | I | 2020-03-24 | 2021-03-23 | SQI | Closed | 8KHZ to 6GHZ,100pW to 200mW(-70dBm to +23dBm) | 广播电视测试系统--功率探头
EC5951 | 2 | Broadcast test center---broadband isolation transformer | SY 9223-CISPR13 | 9223-CISPR-13-142 | ICT | 86#4F-EMC test lab | I | 2020-03-24 | 2021-03-23 | SQI | Closed |  | 广播电视测试系统--宽带隔离变压器
EC5952 |  | Test device for refrigerate door |  |  | HA | 51#7F-CM test lab | I | 2020-04-17 | 2021-04-16 | EC JZ | Closed |  | 冰箱门开关耐久测试装置
EC5952 | 1 | angle meter |  |  | HA | 51#7F-CM test lab | I | 2020-05-26 | 2021-05-25 | JSMI | Closed |  | 角度仪
EC5953 |  | refrigerant recovery machine equipment |  |  | HA | Shibei PV lab | III | 2018-05-18 | — | EC JZ | Closed |  | 冷媒回收机循环测试装置
EC5953 | 1 | pressure meter | 6MPa | zZ1603029383 | HA | Shibei PV lab | I | 2020-06-10 | 2021-06-09 | JSMI | Closed |  | 压力表
EC5953 | 2 | pressure meter | 6MPa | zZ1603029387 | HA | Shibei PV lab | I | 2020-06-10 | 2021-06-09 | JSMI | Closed |  | 压力表
EC5953 | 3 | pressure sensor | CS-PT1202 | 170827926 | HA | Shibei PV lab | I | 2019-09-18 | 2020-09-17 | JSMI | Calibrating |  | 压力传感器
EC5953 | 4 | Pressure sensor | CS-PT1202 | 170827933 | HA | Shibei PV lab | I | 2019-09-18 | 2020-09-17 | JSMI | Calibrating |  | 压力传感器
EC5954 |  | Double-ridged waveguid horn antenna | 3116C | 218556 | EMC | 86#4F-EMC test lab | I | 2020-01-18 | 2021-01-17 | MFG | Closed | 40GHz | 喇叭天线
EC5955 |  | Double-ridged waveguid horn with preamplifier | 3116C-PA | 222726 | EMC | 86#4F-EMC test lab | I | 2020-01-18 | 2021-01-17 | MFG | Closed | 18-40GHz typical gain of 35dB | 喇叭天线
EC5956 |  | DFIS Digital Force Instruments | DFSII | U13459 | ACCE | 85#5F-ACCE & LUM test lab | I | 2020-03-16 | 2021-03-15 | JSMI | Closed |  | 推拉力计
EC5956 | 1 | Head of testing |  |  | ACCE | 85#5F-Gauge room | II | 2020-04-02 | 2021-04-01 | EC JZ | Closed |  | 测试头
EC5957 |  | Surge Generator | SKS-0510I-T |  | ACCE | 85#5F-ACCE & LUM test lab | II | 2020-03-19 | 2021-03-18 | ES AW | Closed |  | 雷击浪涌发生器
EC5957 | 1 | Surge Generator---High Voltage Probe | P6015 |  | ACCE | 85#5F-ACCE & LUM test lab | I | 2020-05-05 | 2021-05-04 | SIMT | Closed |  | 雷击浪涌发生器---高压探棒
EC5957 | 2 | Surge Generator---Current Transformer | 110/0.1 | 163275 | ACCE | 85#5F-ACCE & LUM test lab | I | 2020-07-13 | 2022-07-12 | JSMI | Closed |  | 雷击浪涌发生器---电流互感器
EC5958 |  | DC Load | 63600-2 双负载模组机框 | 636002001851 | HEE | 86#4F-Multimedia test lab | I | 2019-12-17 | 2020-12-16 | JSMI | Closed |  | 可编程直流电子负载
EC5958 | 1 | DC Load | 63610-80-20 | 636108004987 | HEE | 86#4F-Multimedia test lab | I | 2019-12-17 | 2020-12-16 | JSMI | Closed |  | 可编程直流电子负载
EC5958 | 2 | DC Load | 63610-80-20 | 636108004982 | HEE | 86#4F-Multimedia test lab | I | 2019-12-17 | 2020-12-16 | JSMI | Closed |  | 可编程直流电子负载
EC5958 | 3 | DC Load | 63610-80-20 | 636108004995 | HEE | 86#4F-Multimedia test lab | I | 2019-12-17 | 2020-12-16 | JSMI | Closed |  | 可编程直流电子负载
EC5959 |  | AC/DC Electrical load | 63803 | 638030001053 | Facility | 86#4F-Calibration room | I | 2020-06-10 | 2021-06-09 | SIMT | Closed |  | 交直流电子负载
EC5960 |  | AC Frequency Converter | ANFC030S | 1712FC0099 | ACCE | 85#5F-ACCE & LUM test lab | III | 2018-01-20 | — | JSMI | Closed |  | 变频电源
EC5961 |  | High speed dynamometer |  |  | PT | 86#1F-Tools & machinery test lab | I | 2020-02-22 | 2021-02-21 | SETRI | Closed |  | 高速测功机
EC5961 | 1 | AC Power meter |  |  | PT | 86#1F-Tools & machinery test lab | I | 2020-04-02 | 2021-04-01 | SETRI | Closed |  | AC电参数仪
EC5962 |  | test equiipment for couple of kettle |  |  | CX | CIXI test lab | I | 2020-01-21 | 2021-01-20 | TY | Closed |  | 电水壶耦合器插拔试验机
EC5963 |  | test corner |  |  | PPT | 51#7F-PPT test lab | III | 2018-03-05 | — | EC JZ | Closed |  | 测试角
EC5964 |  | impact durability test device | 270 |  | PT | 86#1F-Tools & machinery test lab | II | 2020-04-17 | 2021-04-16 | ES AW | Closed |  | 270KG 冲击耐久测试装置
EC5965 |  | impact durability test device | 360 |  | PT | 86#1F-Tools & machinery test lab | II | 2020-04-17 | 2021-04-16 | ES AW | Closed |  | 360kg 冲击耐久测试装置
EC5966 |  | charge and discharge equipment | 17020 |  | PS | 86#2F-Power supply test lab | I | 2020-03-17 | 2021-03-16 | JSMI | Closed |  | 电池充放电
EC5967 |  | DC Load | 63206A-150-600 | 63206AL00338 | PS | 86#2F-Power supply test lab | I | 2020-03-17 | 2021-03-16 | JSMI | Closed |  | 直流负载
EC5968 |  | sound level meter | 1351B | 170907843 | HEE | 86#4F-Multimedia test lab | I | 2020-03-16 | 2021-03-15 | SIMT | Closed |  | 噪音计
EC5969 |  | CDN-M2+3 | CDN-M2+3 | A2210459-2017 | EMC | 86#4F-EMC test lab | I | 2020-02-12 | 2021-02-11 | SIMT | Closed |  | CDN-M2+3
EC5970 |  | power supply | AN97002H | 1708970165 | PS | 86#2F-Power supply test lab | I | 2020-03-14 | 2021-03-13 | SQI | Closed |  | 变频电源
EC5971 |  | power supply | AN97002H | 1801970138 | PS | 86#2F-Power supply test lab | I | 2020-03-14 | 2021-03-13 | SQI | Closed |  | 变频电源
EC5972 |  | illuminance meter | 1335 | 171002482 | QD | Qindao test lab | I | 2020-01-13 | 2021-01-12 | GRGT | Closed |  | 光照度计
EC5973 |  | Luminance Meter | 137 | 170809076 | QD | Qindao test lab | I | 2020-01-13 | 2021-01-12 | SIMT | Closed |  | 辉度计
EC5974 |  | OTA | RTS65 |  | ICT | 86#4F-EMC test lab | I | 2018-03-28 | 2019-03-27 | MFG | Closed |  | 空间无线传输性能测试设备
EC5974 | 1 | ENA Series Network | E5071C |  | ICT | [5 empty] | Equipment arrived, waiting for acceptance check |  | 网络分析仪
EC5975 |  | foot of testing |  |  | GT | 86#1F-Garden tools test lab (Ⅰ) | II | 2020-04-05 | 2021-04-04 | EC JZ | Closed |  | 测试脚
EC5976 |  | AC constant current source | AN77050-15 | 1711970130G | ACCE | 85#5F-ACCE & LUM test lab | I | 2020-03-14 | 2021-03-13 | SQI | Closed | 50A 15V | 交流恒流源
EC5977 |  | AC constant current source | AN77050-15 | 1711970523G | ACCE | 85#5F-ACCE & LUM test lab | I | 2020-03-14 | 2021-03-13 | SQI | Closed | 50A 15V | 交流恒流源
EC5978 |  | AC constant current source | AN77050-15 | 1711970524G | ACCE | 85#5F-ACCE & LUM test lab | I | 2020-03-14 | 2021-03-13 | SQI | Closed | 50A 15V | 交流恒流源
EC5979 |  | AC constant current source | AN77050-15 | 1711970525G | ACCE | 85#5F-ACCE & LUM test lab | I | 2020-03-14 | 2021-03-13 | SQI | Closed | 50A 15V | 交流恒流源
EC5980 |  | AC constant current source | AN77050-15 | 1711970534G | ACCE | 85#5F-ACCE & LUM test lab | I | 2020-03-14 | 2021-03-13 | SQI | Closed | 50A 15V | 交流恒流源
EC5981 |  | Calibration fixture | BS1363-2 FIG29 | GR17102701 | LAB | 86#4F-Calibration room | III | 2017-11-28 | — | MFG | Closed |  | 校正夹具
EC5982 |  | pressure meter | 40MPa |  | QD | Qindao test lab | I | 2020-01-13 | 2021-01-12 | GRGT | Closed |  | 压力表
EC5983 |  | electronic display ruler | 200mm |  | HEE | 86#4F-Multimedia test lab | I | 2020-03-06 | 2021-03-05 | JSMI | Closed |  | 电子显示卡尺
EC5984 |  | test hook |  |  | XM Lab | Xiamen test lab | II | 2020-01-28 | 2021-01-27 | EC JZ | Closed |  | 测试钩
EC5985 |  | Slide-Wire Resistor | BX8-87 |  | ACCE | 85#5F-ACCE & LUM test lab | III | 2018-04-04 | — | EC JZ | Closed | 3000欧姆，2A | 滑线变阻器
EC5986 |  | DC Power meter |  |  | PT | 86#1F-Tools & machinery test lab | I | 2020-04-18 | 2021-04-17 | SETRI | Closed |  | 直流电参数仪
EC5987 |  | Cadex headform |  |  | HA | 86#3F-Construction test lab (Ⅱ) | III | 2018-04-10 | — | ES JX | PL accepted, archiving files |  | Cadex头模
EC5988 |  | sound level meter | 1350A | 171203286 | IW | BJ IW test lab | I | 2020-03-16 | 2021-03-15 | SIMT | Closed |  | 噪音计
EC5989 |  | sound level meter | 1350A | 171203400 | PT | [5 empty] | Equipment arrived, waiting for acceptance check |  | 噪音计
EC5990 |  | 不锈钢冲击钢球 | 直径25 |  | QD | Qindao test lab | II | 2020-04-18 | 2021-04-17 | EC JZ | Closed |  | impact steel ball
EC5991 |  | impact steel ball | 直径38 |  | QD | Qindao test lab | II | 2020-04-18 | 2021-04-17 | EC JZ | Closed |  | 冲击钢球
EC5992 |  | self ballsated lamp load |  |  | ACCE | 86#1F-General test lab | I | 2020-04-09 | 2021-04-08 | SIMT | Closed |  | 自镇流灯负载柜
EC5993 |  | Metallographic microscope | HTX-8000E |  | PV | Shibei PV lab | I | 2019-05-24 | 2020-05-23 | SIMT | Calibrating |  | 金相显微镜
EC5993 | 1 | Metallographic microscope | HTX-8000E |  | PV | Shibei PV lab | III | 2018-04-24 | — | SIMT | Closed |  | 金相显微镜---标准片
EC5994 |  | Double plate four speed grinding machin | MP-2C |  | PV | Shibei PV lab | III | 2018-04-24 | — | MFG | Closed |  | 双盘台式四速磨抛机
EC5995 |  | Pressure /vacuum transducer module | PV350 |  | PPT | 51#7F-PPT test lab | I | 2020-05-19 | 2021-05-18 | JSMI | Closed |  | PV350压力模块
EC5996 |  | pinewood block |  |  | ACCE | 85#5F-ACCE & LUM test lab | II | 2019-05-02 | — | EC JZ | Can not be found |  | 测试盒
EC5997 |  | pinewood block |  |  | ACCE | 85#5F-ACCE & LUM test lab | II | 2019-05-02 | — | EC JZ | Can not be found |  | 测试盒
EC5998 |  | pinewood block |  |  | ACCE | 85#5F-ACCE & LUM test lab | II | 2019-05-02 | — | EC JZ | Can not be found |  | 测试盒
EC5999 |  | DC resistance | QJ57 | 1802009 | PV | Shibei PV lab | I | 2020-06-18 | 2021-06-17 | JSMI | Closed |  | 直流电桥
EC5999 | 1 | Fixture Steel rule | 1000mm |  | PV | Shibei PV lab | I | 2020-05-28 | 2021-05-27 | JSMI | Closed |  | 夹具钢尺
EC6000 |  | test probe | 直径100 |  | QD | Qindao test lab | II | 2020-05-18 | 2021-05-17 | ES AW | Closed |  | 橡胶测试棒
EC6001 |  | test probe | 直径9.5 |  | QD | Qindao test lab | II | 2020-05-18 | 2021-05-17 | ES AW | Closed |  | 橡胶测试棒
EC6002 |  | Viscometer | NDJ-5S | 5S1805047 | XM | Xiamen test lab | I | 2020-05-20 | 2021-05-19 | XRCTT | Closed |  | 粘度计
EC6003 |  | electrical pressure pump | 4DSY-12/100 |  | GT | 86#1F-Washing M/C test lab | III | 2018-05-18 | — | EC JZ | Closed |  | 试压泵
EC6003 | 1 | Pressure meter | YX-150/100MPa |  | PT | 86#1F-Washing M/C test lab | I | 2020-07-03 | 2021-07-02 | JSMI | Closed |  | 电接点压力表
EC6004 |  | mounting bos for flash type transformer |  |  | ACCE | [5 empty] | Equipment arrived, waiting for acceptance check |  | 测试盒
EC6005 |  | mounting |  |  | PS | [5 empty] | Equipment arrived, waiting for acceptance check |  | 测试盒
EC6006 |  | mou |  |  | PS | [5 empty] | Equipment arrived, waiting for acceptance check |  | 测试盒
EC6007 |  | Insulating part |  |  | ACCE | 85#5F-ACCE & LUM test lab | II | 2020-05-28 | 2021-05-27 | EC JZ | Closed |  | 绝缘片
EC6008 |  | spacer |  |  | ACCE | 85#5F-ACCE & LUM test lab | II | 2020-05-28 | 2021-05-27 | EC JZ | Closed |  | 间隔片
EC6009 |  | Leakage current meter | simpson 228 | KEM112019 | LUM | 51#7F-LUM test lab | I | 2020-06-10 | 2021-06-09 | JSMI | Closed |  | 泄漏电流测试仪
EC6010 |  | Slide-Wire Resistor | BX8-42 |  | ACCE | 85#5F-ACCE & LUM test lab | III | 2018-05-21 | — | EC JZ | Closed | 40A 0-3欧姆可调 | 滑线变阻器
EC6011 |  | non-inductance resistors | 100w 2KΩJ |  | HA | 86#3F-Home appliance test lab | II | 2020-06-02 | 2021-06-01 | ES AW | Closed |  | 无感电阻
EC6012 |  | Thickness meter | MP0 | 100011104 | HA | 86#3F-Home appliance test lab | I | 2020-07-22 | 2021-07-21 | SIMT | Closed |  | 涂层厚度测试仪
EC6013 |  | AC Frequency power source | ANFC030S | 1805FC0024 | CL | 86#1F-1F Power distribution room | III | 2018-06-22 | — | JSMI | Closed |  | 变频电源
EC6014 |  | AC Frequency power source | AN97005H-5KVA | 1805970042BWA | ACCE | 85#5F-ACCE & LUM test lab | I | 2020-07-10 | 2021-07-09 | JSMI | Closed |  | 变频电源
EC6015 |  | EUROTEST 61557 | Eurotest 61557 MI2086E U-50-1C | 18030235 | PT | 86#2F-Performance test lab | I | 2020-06-22 | 2021-06-21 | JSMI | Closed |  | Eurotest 61557 电气综合测试仪
EC6015 | 1 | Current measuring clamp | A1018 | 17511053 | PT | 86#2F-Performance test lab | I | 2020-06-22 | 2021-06-21 | MFG | Closed |  | 电流钳
EC6015 | 2 | Current measuring clamp | A1019 | 17510628 | PT | 86#2F-Performance test lab | I | 2020-06-22 | 2021-06-21 | MFG | Closed |  | 电流钳
EC6016 |  | Digital power meter | 8716C1T | 8718030292 | ACCE | 85#5F-ACCE & LUM test lab | II | 2020-08-23 | 2021-08-22 | ES JX | Closed |  | 功率计
EC6017 |  | Data Acquisition/Switch Unit | 34970A | MY 57007815 | ACCE | 85#5F-ACCE & LUM test lab | II | 2020-08-28 | 2021-08-27 | ES AW | Closed |  | 数据采集仪
EC6017 | 1 | Module | 34901A | MY58131977 | ACCE | 85#5F-ACCE & LUM test lab | III | 2018-06-22 | — | ES AW | Closed |  | 采集模块
EC6017 | 2 | Module | 34901A | MY58131353 | ACCE | 85#5F-ACCE & LUM test lab | III | 2018-06-22 | — | ES CZ | Closed |  | 采集模块
EC6017 | 3 | Module | 34901A | MY58131116 | ACCE | 85#5F-ACCE & LUM test lab | III | 2018-06-22 | — | ES CZ | Closed |  | 采集模块
EC6018 |  | Insulation Resistance Tester | TH2684A |  | PV | Shibei PV lab | I | 2020-07-08 | 2021-07-07 | JSMI | Closed |  | 绝缘电阻测试仪
EC6019 |  | flowmeter | 1200L/M |  | PPT | 51#7F-PPT test lab | I | 2019-07-22 | 2021-07-21 | SIMT | Closed |  | 流量计
EC6020 |  | solar light | pma2144 |  | PPT | 51#7F-PPT test lab | I | 2020-07-23 | 2021-07-22 | SIMT | Closed |  | 照度计
EC6021 |  | Climate test chamber | MT3065 | 18114028 | ICT | 86#4F-EMC test lab | I | 2020-03-08 | 2021-03-07 | JSMI | Closed |  | 高低温湿度箱
EC6022 |  | combustible gas detector | PGM-1600 | 341-105223 | HA | 86#3F-Home appliance test lab | I | 2020-08-14 | 2021-08-13 | SIMT | Closed |  | 可燃气体检测仪
EC6023 |  | combustible gas detector | PGM-1600 | 341-105224 | HA | 86#3F-Home appliance test lab | I | 2019-09-11 | 2020-09-10 | SIMT | Calibrating |  | 可燃气体检测仪
EC6024 |  | Battery Tester | TH2523 | Z044180130 | PS | 86#2F-Power supply test lab | I | 2020-07-09 | 2021-07-08 | JSMI | Closed |  | 电池内阻测试仪
EC6025 |  | test corner |  |  | HA | 86#3F-Home appliance test lab | III | 2018-07-25 | — | ES AW | Closed |  | 测试角
EC6026 |  | test corner |  |  | HA | 86#3F-Home appliance test lab | III | 2018-07-25 | — | ES AW | Closed |  | 测试角
EC6027 | 1 | vessel | 带盖 直径110 |  | CIXI | CIXI test lab | II | 2020-07-20 | 2021-07-19 | EC JZ | Closed |  | 器皿
EC6027 | 2 | vessel | 带盖 直径145 |  | CIXI | CIXI test lab | II | 2020-07-20 | 2021-07-19 | EC JZ | Closed |  | 器皿
EC6027 | 3 | vessel | 带盖 直径180 |  | CIXI | CIXI test lab | II | 2020-07-20 | 2021-07-19 | EC JZ | Closed |  | 器皿
EC6027 | 4 | vessel | 带盖 直径220 |  | CIXI | CIXI test lab | II | 2020-07-20 | 2021-07-19 | EC JZ | Closed |  | 器皿
EC6027 | 5 | vessel | 带盖 直径300 |  | CIXI | CIXI test lab | II | 2020-07-20 | 2021-07-19 | EC JZ | Closed |  | 器皿
EC6028 | 1 | vessel | 不带盖 直径110 |  | CIXI | CIXI test lab | II | 2020-07-20 | 2021-07-19 | EC JZ | Closed |  | 器皿
EC6028 | 2 | vessel | 不带盖 直径145 |  | CIXI | CIXI test lab | II | 2020-07-20 | 2021-07-19 | EC JZ | Closed |  | 器皿
EC6028 | 3 | vessel | 不带盖 直径180 |  | CIXI | CIXI test lab | II | 2020-07-20 | 2021-07-19 | EC JZ | Closed |  | 器皿
EC6028 | 4 | vessel | 不带盖 直径220 |  | CIXI | CIXI test lab | II | 2020-07-20 | 2021-07-19 | EC JZ | Closed |  | 器皿
EC6028 | 5 | vessel | 不带盖 直径300 |  | CIXI | CIXI test lab | II | 2020-07-20 | 2021-07-19 | EC JZ | Closed |  | 器皿
EC6029 |  | Digital electric stopwatch | 415型 | 180765 | LAB | 86#4F-Calibration room | I | 2020-05-28 | 2021-05-27 | SIMT | Closed |  | 数字电秒表
EC6030 |  | trainformar | 0-300V 40A |  | ACCE | 85#5F-ACCE & LUM test lab | III | 2018-07-20 | — | ES AW | Closed |  | 调压器
EC6031 |  | Resistance Box | 20-800千欧 |  | ACCE | 86#1F-IW test lab | I | 2018-08-06 | 2019-08-05 | CASC | Calibrating |  | 电阻盒
EC6032 |  | nozzle |  |  | GT | 86#1F-Garden tools test lab (Ⅰ) | II | 2020-09-05 | 2021-09-04 | EC JZ | Closed |  | 喷头
EC6033 |  | Digital power meter | WT332E-C2-H/C7/G5 | C3UH02008E | PS | 86#2F-Power supply test lab | I | 2020-09-18 | 2021-09-17 | JSMI | Closed |  | 功率计
EC6034 |  | Digital power meter | WT332E-C2-H/C7/G5 | C3UH02007E | PS | 86#2F-Power supply test lab | I | 2020-09-18 | 2021-09-17 | JSMI | Closed |  | 功率计
EC6035 |  | Biconical antenna | UBAA9114+BBVU9135 | 427+127 | ICT | 86#4F-EMC test lab | I | 2019-11-14 | 2020-11-13 | MFG | Closed |  | 双锥天线
EC6036 |  | U style pressure meter |  |  | LAB | 86#1F-Material test lab | I | 2019-10-29 | 2020-10-28 | JSMI | Calibrating |  | U型管压力计
EC6037 |  | Insulation Resistance Tester | PC27-1 | 54293 | PS | 86#2F-Power supply test lab | I | 2020-09-23 | 2021-09-22 | JSMI | Closed |  | 绝缘电阻测试仪
EC6038 |  | spillage solution bottle |  |  | HA | 86#3F-Home appliance test lab | II | 2020-09-21 | 2021-09-20 | ES AW | Closed |  | 溢流瓶
EC6040 |  | steel ball | 直径50.8mm |  | ACCE | 86#3F-Home appliance test lab | II | 2020-09-21 | 2021-09-20 | EC JZ | Closed |  | 钢球
EC6040 |  | steel ball | 直径50.8mm |  | ACCE | 86#3F-Home appliance test lab | II | 2020-09-21 | 2021-09-20 | EC JZ | Closed |  | 钢球
EC6041 |  | test pin | figure 125.1 |  | ACCE | 85#5F-Gauge room | II | 2020-09-21 | 2021-09-20 | EC JZ | Closed |  | 美标单插针扭矩测试杆
EC6042 |  | test pin | figure 125.2 |  | ACCE | 85#5F-Gauge room | II | 2020-09-21 | 2021-09-20 | EC JZ | Closed |  | 美标单插针扭矩测试杆
EC6043 |  | test fingernail |  |  | ACCE | 85#5F-Gauge room | II | 2020-09-21 | 2021-09-20 | EC JZ | Closed |  | 测试指甲
EC6044 |  | Temperature and Humidity Recorder | 175H1 | 40392868 | GT | 86#1F-Tools & machinery test lab | I | 2019-09-26 | 2020-09-25 | JSMI | Calibrating |  | 温湿度记录仪
EC6045 |  | Temperature and Humidity Recorder | 175H1 | 40392860 | GT | 86#1F-Tools & machinery test lab | I | 2020-09-23 | 2021-09-22 | JSMI | Closed |  | 温湿度记录仪
EC6046 |  | Temperature and Humidity Recorder | 175H1 | 40392874 | PV | Shibei PV lab | I | 2020-09-21 | 2021-09-20 | JSMI | Closed |  | 温湿度记录仪
EC6047 |  | burning box | BE-8105 |  | PS | 86#1F-1F Power distribution room | I | 2020-04-18 | 2021-04-17 | EC JZ | Closed |  | 电池燃烧试验机
EC6048 |  | High current shout circuit | BE-2000A |  | PS | 86#1F-1F Power distribution room | I | 2020-04-09 | 2021-04-08 | EC JZ | Closed |  | 大电流短路试验机
EC6049 |  | Extruder | BE-6045-10T |  | PS | 86#1F-1F Power distribution room | I | 2020-04-08 | 2021-04-07 | EC JZ | Closed |  | 电池挤压试验机
EC6050 |  | audio analyzer | UPV |  | ICT | 86#4F-EMC test lab | I | 2019-09-25 | 2020-09-24 | SQI | Calibrating |  | 音频分析仪
EC6051 |  | Communication Tester | CMU200 |  | ICT | 86#4F-EMC test lab | I | 2020-04-29 | 2021-04-28 | SQI | Closed |  | 综合测试仪
EC6052 |  | Temperature and Humidity Recorder | 175h1 | 40392852 | PV | Shibei PV lab | I | 2020-09-21 | 2021-09-20 | JSMI | Closed |  | 温湿度记录仪
EC6053 |  | Temperature and Humidity Recorder | 175h1 | 40392850 | PV | Shibei PV lab | I | 2020-09-21 | 2021-09-20 | JSMI | Closed |  | 温湿度记录仪
EC6054 |  | Manual step attenuator | 8496B | MY42151835 | EMC | 86#4F-EMC test lab | I | 2019-09-26 | 2020-09-25 | MFG | Calibrating |  | 衰减器
EC6055 |  | Manual step attenuator | 8494B | MY42158440 | EMC | 86#4F-EMC test lab | I | 2019-09-26 | 2020-09-25 | MFG | Calibrating |  | 衰减器
EC6056 |  | Electrical Safety Analyzer | SE7452 | 1712017 | PT | 86#2F-Performance test lab | I | 2019-11-24 | 2020-11-23 | JSMI | Closed |  | 综合测试仪
EC6057 |  | DC Load | AN23512 | 1809235003 | XM | Xiamen test lab | I | 2020-07-02 | 2021-07-01 | LISAI | Closed |  | 电子负载
EC6058 |  | DC Load | AN23512 | 1809235010 | XM | Xiamen test lab | I | 2020-07-02 | 2021-07-01 | LISAI | Closed |  | 电子负载
EC6059 |  | ball pressure tester |  |  | XM | Xiamen test lab | II | 2020-06-16 | 2021-06-15 | ES AW | Closed |  | 球压仪
EC6060 |  | cylindre pour petites partyies |  |  | XM | Xiamen test lab | II | 2019-12-13 | 2020-12-12 | EC JZ | Closed |  | 圆柱倾倒件
EC6061 |  | Leakage Current Filter | Fig.4 |  | XM | Xiamen test lab | I | 2019-12-16 | 2020-12-15 | SIMT | Closed |  | 泄漏电流测试盒
EC6063 |  | Notch filter | NF5167 | G255 | ICT | 86#4F-EMC test lab | I | 2019-10-21 | 2020-10-20 | MFG | Calibrating |  | 陷波器
EC6064 |  | AC Frequency power source | AN97005-G 5KVA |  | QD | Qindao test lab | III | 2018-10-18 | — | MFG | Closed |  | 变频电源
EC6065 |  | High Temperature Oven | LU-2140FS | 1511001 | ACCE | 85#5F-ACCE & LUM test lab | I | 2019-10-14 | 2020-10-13 | JSMI | Calibrating |  | 高温试验箱
EC6066 |  | Test apparatus for temperture rise test |  |  | ACCE | 85#5F-ACCE & LUM test lab | III | 2018-12-06 | — | EC JZ | Closed |  | 温升测试装置
EC6066 | 1 | Test apparatus for temperture rise test |  |  | ACCE | 85#5F-ACCE & LUM test lab | II | 2019-12-06 | 2020-12-05 | EC JZ | Closed |  | 温升测试装置量规
EC6067 |  | Test apparatus for temperture rise test |  |  | ACCE | 85#5F-ACCE & LUM test lab | III | 2018-12-06 | — | EC JZ | Closed |  | 温升测试装置
EC6067 | 1 | Test apparatus for temperture rise test |  |  | ACCE | 85#5F-ACCE & LUM test lab | II | 2019-12-06 | 2020-12-05 | EC JZ | Closed |  | 温升测试装置
EC6068 |  | Test apparatus for temperture rise test |  |  | ACCE | 85#5F-ACCE & LUM test lab | III | 2018-12-06 | — | EC JZ | Closed |  | 温升测试装置
EC6068 | 1 | Test apparatus for temperture rise test |  |  | ACCE | 85#5F-ACCE & LUM test lab | II | 2019-12-06 | 2020-12-05 | EC JZ | Closed |  | 温升测试装置
EC6069 |  | Multipoint temperature and humidity tester | WDT-2 |  | Facility | 86#4F-Calibration room | I | 2019-10-08 | 2020-10-07 | JSMI | Calibrating | 软件：多点温湿度测试仪V7.0(20200921) | 多点温湿度测试仪
EC6070 |  | thermal shock test chamber | BTZ-4200E | 640951 | PPT | 51#7F-PPT test lab | II | 2019-12-11 | 2020-12-10 | ES AW | Closed |  | 温度冲击试验箱
EC6071 |  | Push-pull scale | SH-100 | 5618E04365 | LAB | 86#4F-Calibration room | I | 2018-12-17 | 2019-12-16 | SIMT | Calibrating |  | 推拉力计
EC6072 |  | Torque Screwdriver | LTD120CN | 454224J | PT | 86#1F-Garden tools test lab (Ⅰ) | I | 2019-12-23 | 2020-12-22 | JSMI | Closed |  | 扭力螺丝刀
EC6073 |  | Digital Tachometer | HT-4200 | 180802885R | PT | 86#1F-Tools & machinery test lab | I | 2019-12-23 | 2020-12-22 | JSMI | Closed |  | 转速计
EC6074 | 1 | Clamping unit | EN50075/瑞士type11/意大利S10/S11 |  | ACCE | 85#5F-ACCE & LUM test lab | III | 2018-12-20 | — | ES AW | Closed |  | 夹块
EC6074 | 2 | Clamping unit | EN50075/瑞士type11/意大利S10/S11 |  | ACCE | 85#5F-Gauge room | III | 2018-09-21 | — | ES AW | Closed |  | 夹块
EC6074 | 3 | Clamping unit | EN50075/瑞士type11/意大利S10/S11 |  | ACCE | 85#5F-Gauge room | III | 2018-09-21 | — | ES AW | Closed |  | 夹块
EC6075 | 1 | Clamping unit | IEC60884欧式/意大利S32 |  | ACCE | 85#5F-ACCE & LUM test lab | III | 2018-12-20 | — | ES AW | Closed |  | 夹块
EC6075 | 2 | Clamping unit | IEC60884欧式/意大利S32 |  | ACCE | 85#5F-Gauge room | III | 2018-09-21 | — | ES AW | Closed |  | 夹块
EC6075 | 3 | Clamping unit | IEC60884欧式/意大利S32 |  | ACCE | 85#5F-Gauge room | III | 2018-09-21 | — | ES AW | Closed |  | 夹块
EC6076 | 1 | Clamping unit | 英式夹块 7.28x4.85mm |  | ACCE | 85#5F-ACCE & LUM test lab | III | 2018-12-20 | — | ES AW | Closed |  | 夹块
EC6076 | 2 | Clamping unit | 英式夹块 7.28x4.85mm |  | ACCE | 85#5F-Gauge room | III | 2018-09-21 | — | ES AW | Closed |  | 夹块
EC6076 | 3 | Clamping unit | 英式夹块 7.28x4.85mm |  | ACCE | 85#5F-Gauge room | III | 2018-09-21 | — | ES AW | Closed |  | 夹块
EC6077 | 1 | Clamping unit | 阿根廷10A夹块 |  | ACCE | 85#5F-ACCE & LUM test lab | III | 2018-12-20 | — | ES AW | Closed |  | 夹块
EC6077 | 2 | Clamping unit | 阿根廷10A夹块 |  | ACCE | 85#5F-Gauge room | III | 2018-09-21 | — | ES AW | Closed |  | 夹块
EC6077 | 3 | Clamping unit | 阿根廷10A夹块 |  | ACCE | 85#5F-Gauge room | III | 2018-09-21 | — | ES AW | Closed |  | 夹块
EC6078 |  | Signal analyzer (spectrometer) | N9030B |  | ICT | 86#4F-EMC test lab | I | 2020-06-11 | 2021-06-10 | CEPREI | Closed |  | 信号分析仪（频谱仪）
EC6079 |  | Climate Test Chamber | LU-2360S |  | ACCE | 85#5F-ACCE & LUM test lab | I | 2018-12-24 | 2019-12-23 | SIMT | Closed |  | 高低温湿度箱
EC6080 |  | variable transformer | 0-500V 10KVA 可调带隔离 |  | XM | Xiamen test lab | III | 2018-12-26 | — | ES JH | Closed |  | 隔离变压器带调压器
EC6081 |  | Oscilloscope | MDO4034C | C013574 | HA | 86#3F-Home appliance test lab | I | 2020-01-15 | 2021-01-14 | JSMI | Closed |  | 示波器
EC6081 | 1 | rod probe | MDO4034C | C013574 | HA | 86#3F-Home appliance test lab | I | 2019-11-25 | 2020-11-24 | SIMT | Closed |  | 探棒
EC6082 |  | dynamoneter |  |  | HA | 86#3F-Construction test lab (Ⅱ) | III | 2019-01-02 | — | ES AW | Closed |  | 立式测功机
EC6083 |  | Torque of locked rotor testing |  |  | PT | 86#1F-Environment test lab | I | 2020-08-07 | 2021-08-06 | SETRI | Closed |  | 堵转扭力测试装置
EC6084 |  | Impact force test |  |  | HA | 86#1F-General test lab | I | 2020-01-16 | 2021-01-15 | JSMI | Closed |  | 冲击力测试装置
EC6085 |  | Data Acquisition/Switch Unit | 34970A | MY58000911 | CL | 86#1F-General test lab | II | 2020-01-11 | 2021-01-10 | ES AW | Closed |  | 数据采集仪
EC6085 | 1 | module | 34901A | MY 58141283 | CL | 86#1F-General test lab | III | 2019-01-15 | — | ES AW | Closed |  | 模块
EC6085 | 2 | module | 34901A | MY 58141283 | CL | 86#1F-General test lab | III | 2019-01-15 | — | ES AW | Closed |  | 模块
EC6086 |  | Data Acquisition/Switch Unit | 34970A | MY 58001986 | HA | 86#3F-Home appliance test lab | II | 2020-01-11 | 2021-01-10 | ES AW | Closed |  | 数据采集仪
EC6086 | 1 | module | 34901A | MY 58140388 | HA | 86#3F-Home appliance test lab | III | 2019-01-15 | — | ES AW | Closed |  | 模块
EC6086 | 2 | module | 34901A | MY 58141890 | HA | 86#3F-Home appliance test lab | III | 2019-01-15 | — | ES AW | Closed |  | 模块
EC6087 |  | Data Acquisition/Switch Unit | 34970A | MY 58002487 | HA | 86#3F-Home appliance test lab | II | 2020-01-11 | 2021-01-10 | ES AW | Closed |  | 数据采集仪
EC6087 | 1 | module | 34901A | MY 58141280 | HA | 86#3F-Home appliance test lab | III | 2019-01-15 | — | ES AW | Closed |  | 模块
EC6087 | 2 | module | 34901A | MY 58141480 | HA | 86#3F-Home appliance test lab | III | 2019-01-15 | — | ES AW | Closed |  | 模块
EC6088 |  | Data acquisition/switch unit | 34970A | MY 58001778 | HEE | 86#4F-Multimedia test lab | II | 2020-01-11 | 2021-01-10 | ES AW | Closed |  | 数据采集仪
EC6088 | 1 | Data acquisition/switch unit | 34970A | MY 58141461 | HEE | 86#4F-Multimedia test lab | II | 2020-01-11 | 2021-01-10 | ES AW | Closed |  | 数据采集仪
EC6088 | 2 | module | 34901A | MY 58141945 | HEE | 86#4F-Multimedia test lab | III | 2019-01-15 | — | ES AW | Closed |  | 模块
EC6089 |  | Data Acquisition/Switch Unit | 34970A | MY 58002435 | XM | Xiamen test lab | II | 2020-01-11 | 2021-01-10 | ES AW | Closed |  | 数据采集仪
EC6089 | 1 | module | 34901A | MY 58140321 | XM | Xiamen test lab | III | 2019-01-15 | — | ES AW | Closed |  | 模块
EC6089 | 2 | module | 34901A | MY 58141275 | XM | Xiamen test lab | III | 2019-01-15 | — | ES AW | Closed |  | 模块
EC6090 |  | iorn plate for crush test |  |  | ACCE | Xiamen test lab | II | 2020-02-12 | 2021-02-11 | ES AW | Closed |  | 变形测试铁块
EC6091 |  | MOV DC parameter instrument | CJ1001 | 191003 | ACCE | 85#5F-ACCE & LUM test lab | I | 2020-03-19 | 2021-03-18 | SQI | Closed |  | 压敏电阻直流参数仪
EC6092 |  | PRCD open test apparatus | BS7288 CL.8023 |  | ACCE | [5 empty] | Equipment arrived, waiting for acceptance check |  | PRD 断开测试设备
EC6093 |  | power meter | AN87310 | 1809873007 | XM | Xiamen test lab | I | 2019-02-01 | 2020-01-31 | JSMI | Calibrating |  | 功率计
EC6094 |  | Electrical Safety Analyzer | SE7452 | 1712606 | IW | BJ IW test lab | I | 2020-03-18 | 2021-03-17 | JSMI | Closed |  | 安规综合测试仪
EC6095 |  | Thermometer | 52II | 43161923WS | HEE | 86#4F-Multimedia test lab | II | 2020-02-25 | 2021-02-24 | ES AW | Closed |  | 点温计
EC6096 |  | Digital stroboscope tachometer | Testo 477 | 184001 | PT | 86#1F-Garden tools test lab (Ⅰ) | I | 2020-03-06 | 2021-03-05 | JSMI | Closed |  | 闪频仪
EC6097 |  | Electric Load | PLZ50F | YL002360 | CL | 86#1F-General test lab | I | 2020-03-17 | 2021-03-16 | JSMI | Closed |  | 电子负载
EC6097 | 1 | Electric Load | PLZ150U | YM001834 | CL | 86#1F-General test lab | I | 2020-03-17 | 2021-03-16 | JSMI | Closed |  | 电子负载
EC6097 | 2 | Electric Load | PLZ150U | YM001835 | CL | 86#1F-General test lab | I | 2020-03-17 | 2021-03-16 | JSMI | Closed |  | 电子负载
EC6097 | 3 | Electric Load | PLZ150U | YM001836 | CL | 86#1F-General test lab | I | 2020-03-17 | 2021-03-16 | JSMI | Closed |  | 电子负载
EC6097 | 4 | Electric Load | PLZ150U | YM001837 | CL | 86#1F-General test lab | I | 2020-03-17 | 2021-03-16 | JSMI | Closed |  | 电子负载
EC6097 | 5 | Electric Load | PLZ150U | YM001838 | CL | 86#1F-General test lab | I | 2020-03-17 | 2021-03-16 | JSMI | Closed |  | 电子负载
EC6098 |  | Digital Caliper | 200mm | 8-18010342 | LUM | 51#7F-LUM test lab | I | 2020-03-25 | 2021-03-24 | JSMI | Closed |  | 数显卡尺
EC6099 |  | Digital Caliper | 200mm | 8-18010332 | LUM | 51#7F-LUM test lab | I | 2020-03-25 | 2021-03-24 | JSMI | Closed |  | 数显卡尺
EC6100 |  | Digital Caliper | 200mm | 8-18010344 | LUM | 51#7F-LUM test lab | I | 2019-03-15 | — | JSMI | Can not be found |  | 数显卡尺
EC6101 |  | Digital Caliper | 200mm | 8-18010343 | LUM | 51#7F-LUM test lab | I | 2020-03-25 | 2021-03-24 | JSMI | Closed |  | 数显卡尺
EC6102 |  | AC Frequency Converter | AN97005H-5KVA | 1901970143 | HA | 86#3F-Home appliance test lab | III | 2019-04-25 | — | JSMI | PL accepted, archiving files |  | 变频电源
EC6103 |  | AC Frequency Converter | ANFC015S | 1901FC0021 | HA | 86#3F-Home appliance test lab | III | 2019-05-15 | — | JSMI | Closed |  | 变频电源
EC6104 |  | AC Frequency Converter | ANFC015S |  | ACCE | 85#5F-ACCE & LUM test lab | III | 2019-05-15 | — | JSMI | Closed |  | 变频电源
EC6105 |  | Power Meter | WT310E-C2-H/C7/G5 | C3VA16040E | HEE | 86#4F-Multimedia test lab | I | 2020-03-04 | 2021-03-03 | SQI | Closed |  | 功率计
EC6106 |  | Power Meter | WT310E-C2-H/C7/G5 | C3VA16038E | PS | 86#2F-Power supply test lab | I | 2020-03-16 | 2021-03-15 | SQI | Closed |  | 功率计
EC6107 |  | Power Meter | WT310E-C2-H/C7/G5 | C3VA16039E | PS | 86#2F-Power supply test lab | I | 2020-03-16 | 2021-03-15 | SQI | Closed |  | 功率计
EC6108 |  | Power Meter | WT310E-C2-H/C7/EX2/G5 | C3VA16041E | LUM | 51#7F-PPT test lab | I | 2020-04-13 | 2021-04-12 | SQI | Closed |  | 功率计
EC6109 |  | tachometer | F820-2 | 43210006 | PPT | 51#7F-PPT test lab | I | 2020-03-23 | 2021-03-22 | JSMI | Closed |  | 闪频仪
EC6110 |  | Infrared camera | TIS45 | 18030046 | PPT | 51#7F-PPT test lab | I | 2020-04-01 | 2021-03-31 | SIMT | Closed |  | 热成像仪
EC6111 |  | Angle Meter | 0-360 | B181032 | PPT | 51#7F-PPT test lab | I | 2020-03-26 | 2021-03-25 | JSMI | Closed |  | 量角器
EC6112 |  | Multipoint temperature and humidity tester | 1586A-2DS/DC |  | Facility | 86#4F-Calibration room | I | 2019-03-25 | 2020-03-24 | JSMI | Calibrating |  | 多点温湿度测试仪
EC6112 | 1 | DAQ—STAQ | 1586A-2588 | 45120064 | Facility | 86#4F-Calibration room | I | 2019-03-25 | 2020-03-24 | JSMI | Calibrating |  | 数据采集模块
EC6112 | 2 | DAQ—STAQ | 1586A-2588 | 45120065 | Facility | 86#4F-Calibration room | I | 2019-03-25 | 2020-03-24 | JSMI | Calibrating |  | 数据采集模块
EC6113 |  | Broadband Field Meter | NBM-550 | H-0717 | EMC | 86#4F-EMC test lab | I | 2019-12-27 | 2020-12-26 | MFG | Closed |  | 场强计
EC6113 | 1 | Probe EF0391 | EF0391 | D-1653 | EMC | 86#4F-EMC test lab | I | 2019-12-16 | 2020-12-15 | NIM | Closed | 价格32000元 | 探头
EC6113 | 2 | Probe HF3061 | HF3061 | D-0767 | EMC | 86#4F-EMC test lab | I | 2019-12-16 | 2020-12-15 | NIM | Closed |  | 探头
EC6114 |  | Resistance Box | BX8-47 |  | LUM | 51#7F-LUM test lab | III | 2019-03-25 | — | EC JZ | Closed |  | 滑线变阻器
EC6115 |  | temp.wireless transmission for automatic vacuum cleaner |  |  | HA | 86#3F-Home appliance test lab | II | 2020-04-03 | 2021-04-02 | ES AW | Closed |  | 无线温升测试装置
EC6116 |  | digital dynamoteter |  |  | LAB | 86#4F-Calibration room | I | 2020-03-27 | 2021-03-26 | JSMI | Closed |  | 数字测力仪
EC6117 |  | 风速仪 | HD2103.2 |  | PPT | 51#7F-PPT test lab | I | 2020-05-15 | 2021-05-14 | JSMI | Closed |  | Anemometer
EC6117 | 1 | 探头 | AP472S2 |  | PPT | 51#7F-PPT test lab | I | 2020-05-15 | 2021-05-14 | JSMI | Closed |  | prober
EC6117 | 2 | 探头 | AP471S2 |  | PPT | 51#7F-PPT test lab | I | 2020-05-15 | 2021-05-14 | JSMI | Closed |  | prober
EC6118 |  | gauge | UL60745-1 |  | PT | 86#1F-Tools & machinery test lab | II | 2020-05-28 | 2021-05-27 | EC JZ | Closed |  | 量规
EC6119 |  | Digital dynamometer | T092 |  | Facility | 86#4F-Calibration room | I | 2019-05-12 | 2020-05-11 | JSMI | Calibrating |  | 数显测力计
EC6120 |  | clump weight | 60公斤 |  | HA | 86#3F-Construction test lab (Ⅱ) | II | 2020-05-28 | 2021-05-27 | EC JZ | Closed |  | 配重块
EC6121 |  | Current Transformer |  |  | IW | [5 empty] | Equipment arrived, waiting for acceptance check |  | 电流互感器
EC6122 |  | Current Transformer |  |  | IW | [5 empty] | Equipment arrived, waiting for acceptance check |  | 电流互感器
EC6123 |  | Current Transformer |  |  | IW | [5 empty] | Equipment arrived, waiting for acceptance check |  | 电流互感器
EC6124 |  | Current Transformer |  |  | IW | [5 empty] | Equipment arrived, waiting for acceptance check |  | 电流互感器
EC6125 |  | Current Transformer |  |  | IW | [5 empty] | Equipment arrived, waiting for acceptance check |  | 电流互感器
EC6126 |  | Current Transformer |  |  | IW | [5 empty] | Equipment arrived, waiting for acceptance check |  | 电流互感器
EC6127 |  | Current Transformer |  |  | IW | [5 empty] | Equipment arrived, waiting for acceptance check |  | 电流互感器
EC6128 |  | Current Transformer |  |  | IW | [5 empty] | Equipment arrived, waiting for acceptance check |  | 电流互感器
EC6129 |  | Current Transformer |  |  | IW | [5 empty] | Equipment arrived, waiting for acceptance check |  | 电流互感器
EC6130 |  | Current Transformer |  |  | IW | [5 empty] | Equipment arrived, waiting for acceptance check |  | 功率变送器
EC6131 |  | Power transmitter |  |  | IW | [5 empty] | Equipment arrived, waiting for acceptance check |  | 功率变送器
EC6132 |  | Power transmitter |  |  | IW | [5 empty] | Equipment arrived, waiting for acceptance check |  | 功率变送器
EC6133 |  | Data Acquisition Unit | GL840-wv | c80422837 | QD | Qindao test lab | II | 2020-07-09 | 2021-07-08 | ES AW | Closed |  | 温湿度记录仪
EC6134 |  | Clamp on AC/DC Hitester | 3287 | 181124437 | GT | 86#1F-Garden tools test lab (Ⅰ) | I | 2020-08-13 | 2021-08-12 | JSMI | Closed |  | 交直流电流钳
EC6135 |  | Temperature and Humidity Recorder | 175H1 | 44603176 | HA | 86#3F-Home appliance test lab | I | 2020-05-13 | 2021-05-12 | JSMI | Closed |  | 温湿度记录仪
EC6136 |  | Temperature and Humidity Recorder | 175H1 |  | CL | 86#1F-General test lab | I | 2020-05-13 | 2021-05-12 | JSMI | Closed |  | 温湿度记录仪
EC6137 |  | Temperature and Humidity Recorder | 175H1 | 44603186 | PPT | 51#7F-PPT test lab | I | 2020-05-13 | 2021-05-12 | JSMI | Closed |  | 温湿度记录仪
EC6138 |  | Temperature and Humidity Recorder | 175H1 |  | PPT | 51#7F-PPT test lab | I | 2020-05-13 | 2021-05-12 | JSMI | Closed |  | 温湿度记录仪
EC6139 |  | Torque Screwdriver | STC400CN2-G | 713070J | LUM | 51#7F-LUM test lab | I | 2020-09-16 | 2021-09-15 | JSMI | Closed |  | 扭力螺丝刀
EC6140 |  | Mermory Hilogger | HIOKI 8423 | 190411579 | PS | 86#2F-Power supply test lab | II | 2020-07-09 | 2021-07-08 | ES AW | Closed |  | 温度记录仪
EC6140 | 1 | VOLTAGE/TEMP UNIT | HIOKI 8948 | 190427270 | PS | 86#2F-Power supply test lab | II | 2020-07-09 | 2021-07-08 | ES AW | Closed |  | 温度采集模块
EC6140 | 2 | VOLTAGE/TEMP UNIT | HIOKI 8948 | 190427269 | PS | 86#2F-Power supply test lab | II | 2020-07-09 | 2021-07-08 | ES AW | Closed |  | 温度采集模块
EC6140 | 3 | VOLTAGE/TEMP UNIT | HIOKI 8948 | 190427272 | PS | 86#2F-Power supply test lab | II | 2020-07-09 | 2021-07-08 | ES AW | Closed |  | 温度采集模块
EC6141 |  | 安规测试仪 | 19032-P | 19032P140074 | PPT | 51#7F-PPT test lab | I | 2020-06-10 | 2021-06-09 | SQI | Closed |  | Electrical Safety Analyzer
EC6142 |  | Digital power meter | WT310EH-C2-H/C7 | C3VD19029E | HA | 86#3F-Home appliance test lab | I | 2020-06-11 | 2021-06-10 | SQI | Closed |  | 功率计
EC6143 |  | Digital power meter | WT310E-C2-H/C7 | C3VD19028E | PPT | 51#7F-PPT test lab | I | 2020-06-11 | 2021-06-10 | SQI | Closed |  | 功率计
EC6144 |  | Digital power meter | WT310E-C2-H/C7/G5 | C3VD19027E | HA | 86#3F-Home appliance test lab | I | 2020-06-11 | 2021-06-10 | SQI | Closed |  | 功率计
EC6145 |  | pressure meter |  |  | LAB | [5 empty] | Equipment arrived, waiting for acceptance check |  | 压力表（0.6MPa）
EC6146 |  | IRAM Gauge | 10A |  | ACCE | 85#5F-Gauge room | II | 2020-06-25 | 2021-06-24 | EC JZ | Closed |  | IRAM量规
EC6147 |  | IRAM Gauge | 20A |  | ACCE | 85#5F-ACCE & LUM test lab | II | 2020-06-25 | 2021-06-24 | EC JZ | Closed |  | IRAM 20A 量规
EC6148 |  | Length gauge |  |  | LAB | 86#4F-Calibration room | I | 2020-07-01 | 2021-06-30 | JSMI | Closed |  | 长度量规
EC6149 |  | Leakage current tester | iec60601 fig15 |  | Medical | 86#2F-MD test lab | I | 2020-06-24 | 2021-06-23 | SIMT | Closed |  | 泄漏电流测试盒
EC6150 |  | Leakage current tester | Fig.4 |  | QD | Qindao test lab | I | 2020-03-20 | 2021-03-19 | SIMT | Closed |  | 泄漏电流测试盒
EC6151 |  | Leakage current tester | Fig.4 | SZAG960018116 | CIXI | CIXI test lab | I | 2020-06-15 | 2021-06-14 | SIMT | Closed |  | 泄漏电流测试盒
EC6152 |  | Leakage current tester | Fig.4 | SZAG9600181119 | QD | Qindao test lab | I | 2020-03-20 | 2021-03-19 | SIMT | Closed |  | 泄漏电流测试盒
EC6153 |  | Ground Bond tester | VC4105A |  | CIXI | CIXI test lab | I | 2020-05-09 | 2021-05-08 | JSMI | Closed |  | 接地电阻测试仪
EC6154 |  | Test finger |  |  | QD | Qindao test lab | II | 2020-08-05 | 2021-08-04 | EC JZ | Closed |  | 测试手指
EC6155 |  | crushing resistance test |  |  | QD | Qindao test lab | II | 2020-08-07 | 2021-08-06 | EC JZ | Closed |  | 抗压力测试装置
EC6156 |  | CCD camera | CX-2K |  | LUM | 51#7F-LUM test lab | I | 2020-01-16 | 2021-01-15 | EVERFINE | Closed |  | 眼瞳辐射亮度计
EC6157 |  | Digital Multimeter | 287C | 45890041 | HA | 86#3F-Home appliance test lab | II | 2020-08-15 | 2021-08-14 | EC JZ | Closed |  | 万用表
EC6158 |  | Magnetic induction tachometer | SE-1200 |  | PT | 86#1F-Garden tools test lab (Ⅰ) | I | 2020-08-24 | 2021-08-23 | JSMI | Closed |  | 转速计
EC6159 |  | steel disc |  |  | ICT | 86#4F-Multimedia test lab | II | 2020-09-04 | 2021-09-03 | EC JZ | Closed |  | 铁片
EC6160 |  | aluminium ring |  |  | ICT | 86#4F-Multimedia test lab | II | 2020-09-04 | 2021-09-03 | EC JZ | Closed |  | 铝环
EC6161 |  | aluminium foil |  |  | ICT | 86#4F-Multimedia test lab | II | 2020-09-04 | 2021-09-03 | EC JZ | Closed |  | 铝箔
EC6162 |  | gauge | 60309 figure 114 |  | ACCE | 85#5F-Gauge room | II | 2020-09-03 | 2021-09-02 | EC JZ | Closed |  | 工业耦合器量规
EC6163 |  | battery testing equipemnt | CT-4008-5V1A-S1-F |  | PPT | 51#7F-PPT test lab | I | 2019-09-15 | 2020-09-14 | JSMI | Calibrating |  | 电池充放电测试设备
EC6163 | 1 | battery testing equipemnt | CT-4008-5V1A-S1-F |  | PPT | 51#7F-PPT test lab | I | 2019-09-15 | 2020-09-14 | JSMI | Calibrating |  | 电池充放电测试设备
EC6163 | 2 | battery testing equipemnt | CT-4008-5V1A-S1-F |  | PPT | 51#7F-PPT test lab | I | 2019-09-15 | 2020-09-14 | JSMI | Calibrating |  | 电池充放电测试设备
EC6163 | 3 | battery testing equipemnt | CT-4008-5V1A-S1-F |  | PPT | 51#7F-PPT test lab | I | 2019-09-15 | 2020-09-14 | JSMI | Calibrating |  | 电池充放电测试设备
EC6163 | 4 | battery testing equipemnt | CT-4008-5V1A-S1-F |  | PPT | 51#7F-PPT test lab | I | 2019-09-15 | 2020-09-14 | JSMI | Calibrating |  | 电池充放电测试设备
EC6163 | 5 | battery testing equipemnt | CT-4008-5V1A-S1-F |  | PPT | 51#7F-PPT test lab | I | 2019-09-15 | 2020-09-14 | JSMI | Calibrating |  | 电池充放电测试设备
EC6164 |  | battery testing equipemnt | CT-4008-15V3A-FA |  | PPT | 51#7F-PPT test lab | I | 2019-09-15 | 2020-09-14 | JSMI | Calibrating |  | 电池充放电测试设备
EC6164 | 1 | battery testing equipemnt | CT-4008-15V3A-FA |  | PPT | 51#7F-PPT test lab | I | 2019-09-15 | 2020-09-14 | JSMI | Calibrating |  | 电池充放电测试设备
EC6165 |  | battery testing equipemnt | CT-4008-5V10mA-164 |  | PPT | 51#7F-PPT test lab | I | 2019-09-15 | 2020-09-14 | JSMI | Calibrating |  | 电池充放电测试设备
EC6165 | 1 | battery testing equipemnt | CT-4008-5V10mA-164 |  | PPT | 51#7F-PPT test lab | I | 2019-09-15 | 2020-09-14 | JSMI | Calibrating |  | 电池充放电测试设备
EC6166 |  | Torque Screwdriver | STC200CN2-G | 703517K | PPT | 51#7F-PPT test lab | I | 2020-09-16 | 2021-09-15 | JSMI | Closed |  | 扭力螺丝刀
EC6167 |  | torque wrench | DB6N4-S | 321908J | Medical | 86#2F-MD test lab | I | 2020-02-10 | 2021-02-09 | SIMT | Closed |  | 扭力扳手
EC6168 |  | dynamometer |  |  | PT | 86#1F-Tools & machinery test lab | I | 2019-09-20 | 2020-09-19 | SETRI | Calibrating |  | 磁滞测功机（测功机＋控制器＋测试平台等）
EC6169 |  | DC Power Source | 60V 50A 3000W |  | EMC | 86#6F-Control room | I | 2019-09-25 | 2020-09-24 | JSMI | Calibrating |  | 直流线性电源
EC6170 |  | AC/DC Hitester | 3287 | 170918372 | Medical | 86#2F-MD test lab | I | 2019-09-26 | 2020-09-25 | SIMT | Calibrating |  | 交直流电流钳
EC6171 |  | Signal Generator | Agilent N5181 |  | EMC | 86#4F-EMC test lab | I | 2019-08-21 | 2020-08-20 | SMTI | Calibrating | 直接联系深圳市全聚达通讯科技有限公司，韩书明18718515980 | 信号源
EC6172 |  | Signal Generator | Agilent N5182A |  | EMC | 86#4F-EMC test lab | I | 2019-08-21 | 2020-08-20 | SIMT | Calibrating | 直接联系深圳市全聚达通讯科技有限公司，韩书明18718515980 | 信号源
EC6173 |  | gauge |  |  | ACCE | 86#1F-1F Power distribution room | II | 2020-09-20 | 2021-09-19 | EC JZ | Closed |  | 触脚
EC6174 |  | Torque Screwdriver | 30LTDK | 18L085 | HEE | 86#4F-Multimedia test lab | I | 2019-10-11 | 2020-10-10 | SIMT | Calibrating |  | 扭力螺丝刀
EC6175 |  | LCR Meter | IM3536+L2000 |  | Facility | 86#4F-Calibration room | I | 2019-11-08 | 2020-11-07 | NIM | Closed |  | LCR测试仪
EC6176 |  | Electrostatic tester | SK-1000+sk050 | GE8910044+6A910480 | GT | 86#1F-Garden tools test lab (Ⅰ) | I | 2019-12-09 | 2020-12-08 | SQI | Closed |  | 表面静电测试仪
EC6177 |  | Leakage current tester | 7630 |  | ACCE | 86#4F-Multimedia test lab | I | 2019-10-25 | 2020-10-24 | SQI | Calibrating |  | 泄露电流测试仪
EC6178 |  | AC high voltage tester with insulation tester | 7630 |  | ACCE | 85#5F-ACCE & LUM test lab | I | 2019-12-24 | 2020-12-23 | JSMI | Closed |  | 耐压绝缘测试仪
EC6179 |  | Digital Caliper |  | 8-18110935 | ACCE | 85#5F-ACCE & LUM test lab | I | 2020-08-12 | 2021-08-11 | JSMI | Closed | 上海金工机电设备有限公司 | 数显卡尺
EC6180 |  | Digital Caliper | 200mm | 8-18110216 | Medical | 86#2F-MD test lab | I | 2020-08-12 | 2021-08-11 | JSMI | Closed |  | 数显卡尺
EC6181 |  | Digital Caliper | 200mm | 8-18110315 | Medical | 86#2F-MD test lab | I | 2020-08-12 | 2021-08-11 | JSMI | Closed |  | 数显卡尺
EC6182 |  | Digital display pressure gauge (0-40Mpa) | ZHT-2000 | H190668 | GT | 86#1F-Garden tools test lab (Ⅰ) | I | 2020-09-18 | 2021-09-17 | JSMI | Closed |  | 数显压力表（0-40Mpa）
EC6183 |  | AC/DC Ammeter | DLB-1000A | L19027 | Facility | 86#4F-Calibration room | I | 2019-11-08 | 2020-11-07 | NIM | Closed |  | 交直流电流表
EC6184 |  | DC Power Source | 62006P-100-25 | 62006PD3640 | CL | 86#1F-General test lab | I | 2019-11-08 | 2020-11-07 | JSMI | Closed |  | 直流电源
EC6185 |  | DC Power Source | 62006P-100-25 | 62006PD3657 | CL | 86#1F-General test lab | I | 2019-11-08 | 2020-11-07 | JSMI | Closed |  | 直流电源
EC6186 |  | Data Acquisition/Switch Unit | 34970A | MY58006653 | Medical | 86#2F-MD test lab | II | 2019-10-18 | 2020-10-17 | ES AW | Closed |  | 数据采集仪
EC6186 | 1 | module | 34901A | MY59008529 | Medical | 86#2F-MD test lab | III | 2019-10-28 | — | ES AW | Closed |  | 数据采集模块
EC6186 | 2 | module | 34901A | MY59008673 | Medical | 86#2F-MD test lab | III | 2019-10-28 | — | ES AW | Closed |  | 数据采集模块
EC6187 |  | H2 tester | B1010-H2-EX | 6122DT20191023-7046 | ICT | 86#4F-Multimedia test lab | I | 2019-11-02 | 2020-11-01 | SIMT | Closed |  | 氢气检测仪
EC6188 |  | tapeline(5.5m) | 5.5米 |  | Medical | [5 empty] | Equipment arrived, waiting for acceptance check |  | 5.5米卷尺
EC6189 |  | lateral pulling test equipment |  |  | ACCE | 85#5F-ACCE & LUM test lab | II | 2019-11-08 | 2020-11-07 | ES AW | Closed |  | 侧拉测试装置
EC6190 |  | Electrical Safety Analyzer | AN9638H | 1905963009 | PS | 86#2F-Power supply test lab | I | 2019-12-21 | 2020-12-20 | JSMI | Closed |  | 安规综合测试仪
EC6191 |  | small parts cylinder |  |  | LUM | 51#7F-LUM test lab | II | 2019-11-26 | 2020-11-25 | EC JZ | Closed |  | 圆柱倾倒件
EC6192 |  | 15° incline board |  |  | ICT | 86#4F-EMC test lab | II | 2019-11-20 | 2020-11-19 | EC JZ | Closed |  | 15°倾斜板
EC6193 |  | testing mandrel |  |  | ACCE | 51#7F-LUM test lab | III | 2019-12-02 | — | EC JZ | Closed |  | 测试芯棒
EC6194 |  | EMI test receiver | ESR7 | 102228 | ICT | 86#4F-EMC test lab | I | 2019-12-11 | 2020-12-10 | SQI | Closed |  | EMI 测试接收机
EC6195 |  | Leakage current tester | fig3+Fig.5 | SZAG960018137 | HEE | 86#4F-Multimedia test lab | I | 2019-09-09 | 2020-09-08 | SIMT | Calibrating |  | 泄漏电流测试盒
EC6196 |  | Leakage current tester | Fig.4 | SZAG960018136 | Medical | 86#2F-MD test lab | I | 2019-09-09 | 2020-09-08 | SIMT | Calibrating |  | 泄漏电流测试盒
EC6197 |  | Leakage current tester | Fig.4 | SZAG960018138 | HEE | 86#4F-Multimedia test lab | I | 2019-09-09 | 2020-09-08 | SIMT | Calibrating |  | 泄漏电流测试盒
EC6198 |  | test probe | 35*35*1.5 |  | LUM | 51#7F-LUM test lab | II | 2020-04-02 | 2021-04-01 | EC JZ | Closed |  | 测试片
EC6199 |  | steel blade |  |  | LUM | 51#7F-LUM test lab | II | 2020-04-02 | 2021-04-01 | EC JZ | Closed |  | 刀片
EC6200 |  | Digital Caliper | 200mm |  | ACCE | [5 empty] | Equipment arrived, waiting for acceptance check |  | 数显卡尺
EC6201 |  | Flowmeter |  |  | ACCE | [5 empty] | Equipment arrived, waiting for acceptance check |  | 流量计
EC6202 |  | Surge tester | compact NX7 bsp-1-300-16 | P1913228454 | EMC | 86#4F-EMC test lab | I | 2019-12-12 | 2020-12-11 | SIMT | Closed |  | 浪涌发射器
EC6203 |  | Signal Generator | SMC100A | 107705 | ICT | 86#4F-EMC test lab | I | 2019-12-30 | 2020-12-29 | SIMT | Closed |  | 信号发射器
EC6204 |  | Voltage probe | ESH2-Z3 | 100599 | ICT | 86#4F-EMC test lab | I | 2019-12-17 | 2020-12-16 | SIMT | Closed |  | 高压探头
EC6205 |  | PID test system | ZW-PID08 |  | RED PV | Shibei PV lab | I | 2020-01-08 | 2021-01-07 | SQI | Closed |  | PID 测试系统
EC6206 |  | Leakage Current Filter | FIG15 |  | Medical | 86#2F-MD test lab | I | 2019-10-30 | 2020-10-29 | SIMT | Calibrating |  | 泄漏电流测试盒
EC6207 |  | Digital Multimeter | 233 | 30440009 | Medical | 86#2F-TCO test lab | I | 2020-01-08 | 2021-01-07 | JSMI | Closed |  | 万用表
EC6208 |  | Digital Multimeter | 287C | 46940134 | Medical | 86#2F-TCO test lab | I | 2020-01-08 | 2021-01-07 | JSMI | Closed |  | 万用表
EC6209 |  | NB-IOT test system | CMW500 |  | ICT | 86#4F-EMC test lab | I | 2020-01-02 | 2021-01-01 | CEPREI | Closed |  | 综测仪
EC6210 |  | Audio test system---Shielding box | SB-SBT/C35 |  | ICT | 86#4F-EMC test lab | I | 2020-02-18 | 2021-02-17 | SIMT | Closed |  | 音频突破测试系统---屏蔽箱
EC6210 | 1 | Audio test system---Artificial ear | AM-ABT/C35 | STS-E163 | ICT | 86#4F-EMC test lab | I | 2020-04-22 | 2021-04-21 | SIMT | Closed |  | 音频突破测试系统---人工耳
EC6210 | 2 | Audio test system---Simulation nozzle | AM-ABT/C35 |  | ICT | 86#4F-EMC test lab | I | 2020-01-21 | 2021-01-20 | SIMT | Closed |  | 音频突破测试系统---仿真嘴
EC6210 | 3 | Audio test system---Acoustic calibrator | MSC-ABT/C35 |  | ICT | 86#4F-EMC test lab | I | 2020-01-20 | 2021-01-19 | SIMT | Closed |  | 音频突破测试系统---声校准器
EC6210 | 4 | Audio test system---Preamplifier |  |  | ICT | 86#4F-EMC test lab | I | 2020-01-20 | 2021-01-19 | SIMT | Closed |  | 音频突破测试系统---传声器前置放大器
EC6210 | 5 | Audio test system---Working standard microphone | MSG MP 663 | 17 | ICT | 86#4F-EMC test lab | I | 2020-01-20 | 2021-01-19 | SIMT | Closed |  | 音频突破测试系统---工作标准传声器
EC6211 |  | NB-IOT test system |  |  | ICT | 86#4F-EMC test lab | I | 2020-04-22 | 2021-04-21 | SIMT | Closed |  | 射频自动化测试系统
EC6212 |  | endurance tester for fridge door |  |  | QD | Qindao test lab | I | 2019-12-10 |  | ES AW | PL accepted, archiving files |  | 冰箱门开关耐久测试装置
EC6213 | 1 | E40 gauge for lampholer | 7006-27-7 IEC60061-3 |  | XM | Xiamen test lab | II | 2019-12-04 |  | EC JZ | PL accepted, archiving files |  | E40灯座量规
EC6213 | 2 | E40 gauge for lampholer | 7006-28d-1 IEC60061-3 |  | XM | Xiamen test lab | II | 2019-12-04 |  | EC JZ | PL accepted, archiving files |  | E40灯座量规
EC6213 | 3 | E40 gauge for lampholer | 7006-52-1 IEC60061-3 |  | XM | Xiamen test lab | II | 2019-12-04 |  | EC JZ | PL accepted, archiving files |  | E40灯座量规
EC6214 |  | Field intensity meter | ELT-400 |  | CIXI | CIXI test lab | I | 2020-03-03 | 2021-03-02 | NIM | Closed |  | 场强计
EC6214 | 1 | E39 Gauge for lampholder | iec60061-3 7006-24A-1 |  | XM | [5 empty] | Equipment arrived, waiting for acceptance check |  | E39 灯座量规
EC6215 |  | Leakage current tester | 9620H |  | ACCE | 85#5F-ACCE & LUM test lab | I | 2020-01-11 | 2021-01-10 | SQI | Closed |  | 泄漏电流测试仪
EC6216 |  | Endurance load for switches |  |  | ACCE | [5 empty] | Equipment arrived, waiting for acceptance check |  | RLC负载
EC6217 |  | Humidity freeze test chamber | TOQH-9000AXS |  | PV | Haining test lab | I | 2020-09-10 | 2021-09-09 | JSMI | Closed |  | 环境试验箱
EC6218 |  | E39 Gauge for lampholder | 60061-3 7006-24A-1 |  | XM Lab | Xiamen test lab | II | 2019-12-20 |  | EC JZ | PL accepted, archiving files |  | E39 灯座量规
EC6219 |  | Battery explosion proof case | HFB-1000A |  | PS | 86#2F-Power supply test lab | I | 2020-06-05 | 2021-06-04 | ES AW | Closed |  | 电池防爆试验箱
EC6220 |  | E39 Gauge for lampholder | 7006-24b-1 |  | XM Lab | Xiamen test lab | II | 2019-12-20 |  | EC JZ | PL accepted, archiving files |  | E39 灯座量规
EC6221 |  | E39 Gauge for lampholder |  |  | XM Lab | Xiamen test lab | II | 2019-12-20 |  | EC JZ | PL accepted, archiving files |  | E39 灯座量规
EC6222 |  | Dc electric generator |  |  | PS | 86#2F-Power supply test lab | III | 2020-04-13 | — | ES AW | Closed |  | 直流电弧发生器
EC6223 |  | Human body test mass |  |  | Medical | 86#4F-Multimedia test lab | I | 2019-12-20 |  | SETRI | PL accepted, archiving files |  | 人体模型
EC6224 |  | negative pressure equipment |  |  | Medical | 86#4F-Multimedia test lab | I | 2019-12-20 |  | EC JZ | PL accepted, archiving files |  | 真空操作箱
EC6225 |  | dynamic mechanical load |  |  | PV | Shibei PV lab | I | 2019-12-20 |  | EC JZ | PL accepted, archiving files |  | 动态机械载荷装置
EC6225 | 1 | Dc Power supply | IT6874A |  | PV | Shibei PV lab | I | 2019-12-20 |  | SIMT | PL accepted, archiving files |  | 直流电源
EC6225 | 2 | persure meter | JZ-HT20000 |  | PV | Shibei PV lab | I | 2020-09-24 |  | GRGT | PL accepted, archiving files |  | 压力计
EC6225 | 3 | persure meter | JZ-HT20000 |  | PV | Shibei PV lab | I | 2020-09-24 |  | GRGT | PL accepted, archiving files |  | 压力计
EC6225 | 4 | displacement sensor | ODSL 9/D35-450S12 | 700021612240 | PV | Shibei PV lab | I | 2020-09-24 |  | GRGT | PL accepted, archiving files |  | 位移传感器
EC6225 | 5 | displacement sensor | ODSL 9/D35-450S12 | 700021612242 | PV | Shibei PV lab | I | 2020-09-24 |  | GRGT | PL accepted, archiving files |  | 位移传感器
EC6225 | 6 | displacement sensor | ODSL 9/D35-450S12 | 700021612243 | PV | Shibei PV lab | I | 2020-09-24 |  | GRGT | PL accepted, archiving files |  | 位移传感器
EC6225 | 7 | displacement sensor | ODSL 9/D35-450S12 | 700021612244 | PV | Shibei PV lab | I | 2020-09-24 |  | GRGT | PL accepted, archiving files |  | 位移传感器
EC6225 | 8 | displacement sensor | ODSL 9/D35-450S12 | 70002090877 | PV | Shibei PV lab | I | 2020-09-24 |  | GRGT | PL accepted, archiving files |  | 位移传感器
EC6226 |  | endurance test equipment |  |  | ACCE | 86#1F-General test lab | I | 2019-12-20 |  | JSMI | PL accepted, archiving files |  | 拔插耐久测试装置
EC6227 |  | impact test equipment |  |  | ACCE | 85#5F-ACCE & LUM test lab | II | 2019-12-20 |  | EC JZ | PL accepted, archiving files |  | IK 防冲击力测试装置
EC6228 |  | thermal diffusion tester |  |  | PS | [5 empty] | Equipment arrived, waiting for acceptance check |  | 热扩散试验机
EC6229 |  | High current shout circuit |  |  | PS | [5 empty] | Equipment arrived, waiting for acceptance check |  | 大电流短路试验机
EC6230 |  | fire test machine |  |  | PS | [5 empty] | Equipment arrived, waiting for acceptance check |  | 电池包外部火烧试验机
EC6231 | 1 | Carbon steel washer |  |  | PT | 86#1F-Tools & machinery test lab | II | 2019-12-26 | 2020-12-25 | EC JZ | Closed |  | 碳钢垫片
EC6231 | 2 | Carbon steel washer |  |  | PT | 86#1F-Endurance test lab | II | 2019-12-26 | 2020-12-25 | EC JZ | Closed |  | 碳钢垫片
EC6231 | 3 | Carbon steel washer |  |  | PT | 86#1F-Endurance test lab | II | 2019-12-26 | 2020-12-25 | EC JZ | Closed |  | 碳钢垫片
EC6232 |  | test probe |  |  | HA | 86#3F-Home appliance test lab | II | 2020-04-10 | 2021-04-09 | EC JZ | Closed |  | 儿童测试手臂（掌）
EC6233 |  | test probe |  |  | HA | 86#3F-Home appliance test lab | II | 2020-04-10 | 2021-04-09 | EC JZ | Closed |  | 儿童测试手臂（拳）
EC6234 |  | test probe |  |  | HA | 86#3F-Home appliance test lab | II | 2020-04-10 | 2021-04-09 | EC JZ | Closed |  | 儿童测试手臂（掌10.5-11.5岁）
EC6235 |  | test probe |  |  | HA | 86#3F-Home appliance test lab | II | 2020-04-10 | 2021-04-09 | EC JZ | Closed |  | 儿童测试手臂（拳10.5-11.5岁）
EC6236 | 1 | LED Accelerated aging and life test system -- high temperature oven | LT-200A |  | LUM | 51#7F-LUM test lab | I | 2017-11-27 | 2018-11-26 | JSMI | Calibrating | EH2412-1 | LED 加速老化与寿命测试系统--高温烘箱
EC6236 | 2 | LED Accelerated aging and life test system -- Temperature sensor | LT-200A |  | LUM | 51#7F-LUM test lab | I | 2017-11-27 | 2018-11-26 | JSMI | Calibrating | EH2412-4 | LED 加速老化与寿命测试系统--温度传感器部分
EC6236 | 3 | LED Accelerated aging and life test system -- Electric parameter measuring instrument | PF2010-V1-LT-200A | G115415CS1351115 | LUM | 51#7F-LUM test lab | I | 2017-11-27 | 2018-11-26 | JSMI | Calibrating | EH2412-7 | LED 加速老化与寿命测试系统--电参数测量仪
EC6236 | 4 | LED Accelerated aging and life test system -- Electric parameter measuring instrument | PF2010-V1-LT-200A | G115415CS1351114 | LUM | 51#7F-LUM test lab | I | 2017-11-27 | 2018-11-26 | JSMI | Calibrating | EH2412-8 | LED 加速老化与寿命测试系统--电参数测量仪
EC6236 | 5 | LED Accelerated aging and life test system -- Electric parameter measuring instrument | PF2010-V1-LT-200A | G115415CS1351119 | LUM | 51#7F-LUM test lab | I | 2017-11-27 | 2018-11-26 | JSMI | Calibrating | EH2412-9 | LED 加速老化与寿命测试系统--电参数测量仪
EC6236 | 6 | LED Accelerated aging and life test system -- Spectral | LT-200A | M115464BS1351114 | LUM | 51#7F-LUM test lab | I | 2017-11-27 | 2018-11-26 | JSMI | Calibrating | EH2412-16 | LED 加速老化与寿命测试系统--光谱部分
EC6236 | 7 | LED Accelerated aging and life test system -- Spectral | LT-200A | M115464BS1351113 | LUM | 51#7F-LUM test lab | I | 2017-11-27 | 2018-11-26 | JSMI | Calibrating | EH2412-17 | LED 加速老化与寿命测试系统--光谱部分
EC6236 | 8 | LED Accelerated aging and life test system | LT-200A | M115464BS1351115 | LUM | 51#7F-LUM test lab | I | 2017-11-27 | 2018-11-26 | JSMI | Calibrating | EH2412-18 | LED 加速老化与寿命测试系统
EC6236 | 9 | LED Accelerated aging and life test system--DC power | DWW-K | 5091604 | LUM | 51#7F-LUM test lab | I | 2015-12-17 | 2016-12-16 | JSMI | Closed | EH2412-25 | LED 加速老化与寿命测试系统--直流电源
EC6237 |  | Feeler Guage | 0.02-1.0mm | 1908 | PT | 86#1F-Garden tools test lab (Ⅰ) | I | 2020-03-23 | 2021-03-22 | JSMI | Closed |  | 塞规
EC6238 |  | Leakage current tester | 228 | KEM051859 | CIXI | CIXI test lab | I | 2020-03-23 | 2021-03-22 | NIM | Closed |  | 泄露电流测试表
EC6239 |  | Push-pull scale | SH-50 | 5519K04976 | ICT | 86#4F-Multimedia test lab | I | 2020-03-20 | 2021-03-19 | JSMI | Closed |  | 推拉力计
EC6240 |  | Push-pull scale | SH-500 | 5819K17293 | Medical | 86#2F-TCO test lab | I | 2020-03-20 | 2021-03-19 | JSMI | Closed |  | 推拉力计
EC6241 |  | Push-pull scale | SH-200 | 5719I06044 | GT | 86#1F-General test lab | I | 2020-03-20 | 2021-03-19 | JSMI | Closed |  | 推拉力计
EC6242 |  | Temperature and Humidity Recorder | 175H1 | 44612505 | XM | Xiamen test lab | I | 2020-03-23 | 2021-03-22 | JSMI | Closed |  | 温湿度记录仪
EC6243 |  | Temperature and Humidity Recorder | 175H1 | 44612544 | XM Lab | Xiamen test lab | I | 2020-03-23 | 2021-03-22 | JSMI | Closed |  | 温湿度记录仪
EC6244 |  | torque screwdriver | N12LTDK |  | HA | 86#3F-Home appliance test lab | I | 2020-04-08 | 2021-04-07 | SIMT | Closed |  | 扭力起子
EC6245 |  | Torque screwdriver | N30LTDK |  | HA | 86#3F-Home appliance test lab | I | 2020-04-03 | 2021-04-02 | SIMT | Closed |  | 扭力起子
EC6246 |  | Load fan construction | D20 |  | Medical | 86#2F-TCO test lab | II | 2020-04-03 | 2021-04-02 | EC JZ | Closed |  | 连轴风叶
EC6247 |  | Load fan construction | D25 |  | Medical | 86#2F-TCO test lab | II | 2020-04-03 | 2021-04-02 | EC JZ | Closed |  | 连轴风叶
EC6248 |  | Load fan construction | D30 |  | Medical | 86#2F-TCO test lab | II | 2020-04-03 | 2021-04-02 | EC JZ | Closed |  | 连轴风叶
EC6249 |  | Load fan construction | D35 |  | Medical | 86#2F-TCO test lab | II | 2020-04-03 | 2021-04-02 | EC JZ | Closed |  | 连轴风叶
EC6250 |  | Obstacle |  |  | HA | 86#3F-Construction test lab (Ⅱ) | II | 2020-04-07 | 2021-04-06 | EC JZ | Closed |  | 障碍物
EC6251 |  | Obstacle |  |  | Medical | 86#3F-Construction test lab (Ⅱ) | II | 2020-04-07 | 2021-04-06 | EC JZ | Closed |  | 障碍物
EC6252 |  | Power supply | AN97005H-5KVA | 2003970030 | CL | 86#1F-General test lab | III | 2020-05-14 | — | SQI | Closed |  | 变频电源
EC6253 |  | Leakage current tester | AN9620H | 2003962013 | CIXI | CIXI test lab | I | 2020-03-30 | 2021-03-29 | SQI | Closed |  | 泄露电流测试仪
EC6254 |  | Insulation Resistance Tester | PC27-1 | 57187 | CX | CIXI test lab | I | 2020-05-20 | 2021-05-19 | JSMI | Closed |  | 绝缘电阻测试仪
EC6255 |  | Thermometer | Fluke 52-Ⅱ | 48200223WS | ICT | 86#4F-Multimedia test lab | II | 2020-04-23 | 2021-04-22 | ES AW | Closed |  | 点温计
EC6256 |  | Network box | 自制 |  | EMC | 86#4F-EMC test lab | I | 2020-07-14 | 2021-07-13 | SIMT | Closed |  | 网络盒
EC6257 |  | mask |  |  | Medical | 86#2F-TCO test lab | II | 2020-04-23 | 2021-04-22 | EC JZ | Closed |  | 遮光板支架
EC6258 |  | MASK |  |  | Medical | 86#2F-TCO test lab | II | 2020-04-23 | 2021-04-22 | EC JZ | Closed |  | 遮光板支架
EC6259 |  | tube |  |  | Medical | 86#2F-TCO test lab | III | 2020-05-20 | — | EC JZ | Closed |  | 照度计测量管
EC6260 |  | Vicat test | RV-300CT |  | HEE | 86#4F-Multimedia test lab | I | 2020-05-23 | 2021-05-22 | JSMI | Closed |  | 热变形维卡软化点温度测定仪
EC6260 | 1 | Digital millimeter | 千分表 |  | HEE | 86#4F-Multimedia test lab | I | 2020-04-28 | 2021-04-27 | JSMI | Closed |  | 千分表
EC6260 | 2 | Digital millimeter | 千分表 |  | HEE | 86#4F-Multimedia test lab | I | 2020-04-28 | 2021-04-27 | JSMI | Closed |  | 千分表
EC6260 | 3 | Digital millimeter | 千分表 |  | HEE | 86#4F-Multimedia test lab | I | 2020-04-28 | 2021-04-27 | JSMI | Closed |  | 千分表
EC6260 | 4 | Digital millimeter | 千分表 |  | HEE | 86#4F-Multimedia test lab | I | 2020-04-28 | 2021-04-27 | JSMI | Closed |  | 千分表
EC6261 |  | E12 Gauge for lampholder |  |  | XM | [5 empty] | Equipment arrived, waiting for acceptance check |  | E12 灯座量规
EC6262 |  | E12 Gauge for lampholder |  |  | XM | [5 empty] | Equipment arrived, waiting for acceptance check |  | E12 灯座量规
EC6263 |  | E12 Gauge for lampholder |  |  | XM | [5 empty] | Equipment arrived, waiting for acceptance check |  | E12 灯座量规
EC6264 |  | Digital Caliper | 200mm | 8-19100375 | ACCE | 85#5F-ACCE & LUM test lab | I | 2020-05-13 | 2021-05-12 | JSMI | Closed |  | 数显卡尺
EC6265 |  | Digital Caliper | 200mm | 19100365 | ACCE | 85#5F-ACCE & LUM test lab | I | 2020-05-13 | 2021-05-12 | JSMI | Closed |  | 数显卡尺
EC6266 |  | Digital Caliper | 200mm | 8-18010973 | ICT | 86#4F-EMC test lab | I | 2020-05-13 | 2021-05-12 | JSMI | Closed |  | 数显卡尺
EC6267 |  | Digital Caliper | 150mm | 8-17041371 | ICT | 86#4F-EMC test lab | I | 2020-05-13 | 2021-05-12 | JSMI | Closed |  | 数显卡尺
EC6268 |  | Digital Caliper | 200mm | 8-13120110 | ICT | 86#4F-EMC test lab | I | 2020-05-13 | 2021-05-12 | JSMI | Closed |  | 数显卡尺
EC6269 |  | Digital Caliper | 200mm | 8-16120012 | HEE | 86#4F-EMC test lab | I | 2020-05-13 | 2021-05-12 | JSMI | Closed |  | 数显卡尺
EC6270 |  | Digital Caliper | 200mm | 8-16120457 | HEE | 86#4F-EMC test lab | I | 2020-05-13 | 2021-05-12 | JSMI | Closed |  | 数显卡尺
EC6271 |  | Digital Caliper | 200mm | 8-16120607 | HEE | 86#4F-EMC test lab | I | 2020-05-13 | 2021-05-12 | JSMI | Closed |  | 数显卡尺
EC6272 |  | Digital Micrometer | 0-25mm | 181101740 | LUM | 51#7F-LUM test lab | I | 2020-05-13 | 2021-05-12 | JSMI | Closed |  | 数显千分尺
EC6273 |  | Current Transformer | AKH-0.66/K K-200*80 3000/5 | 72003134180001 | IW | [5 empty] | Equipment arrived, waiting for acceptance check |  | 电流互感器
EC6274 |  | Current Transformer | AKH-0.66/K K-200*80 3000/5 | 72003134180002 | IW | [5 empty] | Equipment arrived, waiting for acceptance check |  | 电流互感器
EC6275 |  | Current Transformer | AKH-0.66/K K-200*80 3000/5 | 72003134180003 | ACCE | [5 empty] | Equipment arrived, waiting for acceptance check |  | 电流互感器
EC6276 |  | Power transmitter |  | 72003170230001 | ACCE | [5 empty] | Equipment arrived, waiting for acceptance check | 690V 5A | 功率变送器
EC6277 |  | Variable Transformer | 15KVA |  | ACCE | 85#5F-ACCE & LUM test lab | III | 2020-06-20 | — | EC JZ | Closed |  | 调压器
EC6278 | 1 | GB1003-2006图5 | 16A |  | ACCE | 85#5F-Gauge room | II | 2020-05-22 | 2021-05-21 | EC JZ | Closed |  | GB1003-2006图5
EC6278 | 2 | GB1003-2006图5 | 25A |  | ACCE | 85#5F-Gauge room | II | 2020-05-18 | 2021-05-17 | EC JZ | Closed |  | GB1003-2006图5
EC6278 | 3 | GB1003-2006图5 | 32A |  | ACCE | 85#5F-Gauge room | II | 2020-05-18 | 2021-05-17 | EC JZ | Closed |  | GB1003-2006图5
EC6279 | 1 | GB1003-2006图6 | 16A |  | ACCE | 85#5F-Gauge room | II | 2020-05-18 | 2021-05-17 | EC JZ | Closed |  | GB1003-2006图6三相五线插座通规
EC6279 | 2 | GB1003-2006图6 | 25A |  | ACCE | 85#5F-Gauge room | II | 2020-05-18 | 2021-05-17 | EC JZ | Closed |  | GB1003-2006图6三相五线插座通规
EC6279 | 3 | GB1003-2006图6 | 32A |  | ACCE | 85#5F-Gauge room | II | 2020-05-18 | 2021-05-17 | EC JZ | Closed |  | GB1003-2006图6三相五线插座通规
EC6280 | 1 | GB1003-2006图7 | 16A |  | ACCE | 85#5F-Gauge room | II | 2020-05-21 | 2021-05-20 | EC JZ | Closed |  | GB1003-2006图7三相五线插座止规
EC6280 | 2 | GB1003-2006图7 | 25A |  | ACCE | 85#5F-Gauge room | II | 2020-05-21 | 2021-05-20 | EC JZ | Closed |  | GB1003-2006图7三相五线插座止规
EC6280 | 3 | GB1003-2006图7 | 32A |  | ACCE | 85#5F-Gauge room | II | 2020-05-21 | 2021-05-20 | EC JZ | Closed |  | GB1003-2006图7三相五线插座止规
EC6281 | 1 | GB1003-2006图8 | 16A |  | ACCE | 85#5F-Gauge room | II | 2020-05-21 | 2021-05-20 | EC JZ | Closed |  | GB1003-2006图8三相五线插座不接触规
EC6281 | 2 | GB1003-2006图8 | 25A |  | ACCE | 85#5F-Gauge room | II | 2020-05-18 | 2021-05-17 | EC JZ | Closed |  | GB1003-2006图8三相五线插座不接触规
EC6281 | 3 | GB1003-2006图8 | 32A |  | ACCE | 85#5F-Gauge room | II | 2020-05-18 | 2021-05-17 | EC JZ | Closed |  | GB1003-2006图8三相五线插座不接触规
EC6282 | 1 | GB1003-2006图9 | 16A |  | ACCE | 85#5F-Gauge room | II | 2020-05-21 | 2021-05-20 | EC JZ | Closed |  | GB1003-2006图9 三相插座带电插套接触规
EC6282 | 2 | GB1003-2006图9 | 25A |  | ACCE | 85#5F-Gauge room | II | 2020-05-18 | 2021-05-17 | EC JZ | Closed |  | GB1003-2006图9 三相插座带电插套接触规
EC6282 | 3 | GB1003-2006图9 | 32A |  | ACCE | 85#5F-Gauge room | II | 2020-05-18 | 2021-05-17 | EC JZ | Closed |  | GB1003-2006图9 三相插座带电插套接触规
EC6283 | 1 | Flat application |  |  | HA | 86#3F-Home appliance test lab | II | 2020-05-13 | 2021-05-12 | EC JZ | Closed |  | 平板
EC6283 | 2 | Flat application |  |  | HA | 86#3F-Home appliance test lab | II | 2020-05-20 | 2021-05-19 | EC JZ | Closed |  | 平板
EC6284 |  | Temperature and Humidity Recorder | 175H1 | 44616866 | ICT | 86#2F-TCO test lab | I | 2020-06-17 | 2021-06-16 | JSMI | Closed |  | 温湿度记录仪
EC6285 |  | Temperature and Humidity Recorder | 175h1 | 44616864 | ICT | 86#2F-TCO test lab | I | 2020-06-17 | 2021-06-16 | JSMI | Closed |  | 温湿度记录仪
EC6286 |  | Digital caliper | 200 |  | PV | Shibei PV lab | I | 2020-06-15 | 2021-06-14 | JSMI | Closed |  | 数显卡尺
EC6287 |  | AC/DC Current Clamp | I30S |  | ACCE | 86#2F-Garden tools test lab (Ⅱ) | I | 2020-07-27 | 2021-07-26 | JSMI | Closed |  | 交直流电流钳
EC6288 | 1 | weight with hook | 5N |  | PV | Shibei PV lab | II | 2020-06-09 | 2021-06-08 | EC JZ | Closed |  | 砝码
EC6288 | 10 | weight with hook | 5N |  | PV | Shibei PV lab | II | 2002-06-09 | 2003-06-08 | EC JZ | Closed |  | 砝码
EC6288 | 2 | weight with hook | 5N |  | PV | Shibei PV lab | II | 2002-06-09 | 2003-06-08 | EC JZ | Closed |  | 砝码
EC6288 | 3 | weight with hook | 5N |  | PV | Shibei PV lab | II | 2002-06-09 | 2003-06-08 | EC JZ | Closed |  | 砝码
EC6288 | 4 | weight with hook | 5N |  | PV | Shibei PV lab | II | 2002-06-09 | 2003-06-08 | EC JZ | Closed |  | 砝码
EC6288 | 5 | weight with hook | 5N |  | PV | Shibei PV lab | II | 2002-06-09 | 2003-06-08 | EC JZ | Closed |  | 砝码
EC6288 | 6 | weight with hook | 5N |  | PV | Shibei PV lab | II | 2002-06-09 | 2003-06-08 | EC JZ | Closed |  | 砝码
EC6288 | 7 | weight with hook | 5N |  | PV | Shibei PV lab | II | 2002-06-09 | 2003-06-08 | EC JZ | Closed |  | 砝码
EC6288 | 8 | weight with hook | 5N |  | PV | Shibei PV lab | II | 2002-06-09 | 2003-06-08 | EC JZ | Closed |  | 砝码
EC6288 | 9 | weight with hook | 5N |  | PV | Shibei PV lab | II | 2002-06-09 | 2003-06-08 | EC JZ | Closed |  | 砝码
EC6289 |  | weight with hook | 10N |  | PV | Shibei PV lab | II | 2020-06-09 | 2021-06-08 | EC JZ | Closed |  | 10N 砝码
EC6290 |  | PV LISN | PVDC 8300 |  | EMC | [5 empty] | Equipment arrived, waiting for acceptance check |  | 网络盒
EC6291 |  | Steel pan |  |  | QD | Qindao test lab | III | 2020-06-28 | — | EC JZ | Closed |  | 铁板
EC6292 |  | Steel pan |  |  | QD | Qindao test lab | III | 2020-06-28 | — | EC JZ | Closed |  | 铁板
EC6293 |  | steel rod |  |  | GT | 86#1F-Garden tools test lab (Ⅰ) | II | 2020-06-28 | 2021-06-27 | EC JZ | Closed |  | 铁棒
EC6294 |  | DC Power supply | AN5380-680 | 200653BJ11G | PS | 86#2F-Power supply test lab | I | 2020-08-10 | 2021-08-09 | JSMI | Closed |  | 可编程直流电源
EC6295 |  | battery testing equipemnt | CT-4008-15V3A-FA |  | PS | 86#2F-Power supply test lab | I | 2020-07-14 | 2021-07-13 | SQI | Closed |  | 电池充放电测试设备
EC6296 |  | UVC tester | B-UVC |  | HA | 86#3F-Training equipment test lab | I | 2020-07-17 | 2021-07-16 | JSMI | Closed |  | UVC 试验箱
EC6297 |  | Digital insulation tester | PC-27 | 56346 | QD | Qindao test lab | I | 2020-07-27 | 2021-07-26 | SQI | Closed |  | 绝缘电阻测试仪
EC6298 |  | Digital insulation tester | PC-27 | 57303 | QD | Qindao test lab | I | 2020-07-27 | 2021-07-26 | SQI | Closed |  | 绝缘电阻测试仪
EC6299 |  | Temperature and Humidity Recorder | 175h1 | 44616924 | CX | CIXI test lab | I | 2020-07-17 | 2021-07-16 | JSMI | Closed |  | 温湿度记录仪
EC6300 |  | Data Acquisition/Switch Unit | 34970A | my58009610 | AV | 86#4F-Multimedia test lab | II | 2020-07-17 | 2021-07-16 | ES AW | Closed |  | 数据采集仪
EC6300 | 1 | module | 34901A | MY60003487 | AV | 86#4F-Multimedia test lab | II | 2020-07-17 | 2021-07-16 | ES AW | Closed |  | 采集模块
EC6300 | 2 | module | 34901A | MY60003048 | AV | 86#4F-Multimedia test lab | II | 2020-07-17 | 2021-07-16 | ES AW | Closed |  | 采集模块
EC6300 | 3 | module | 34901A | MY60003299 | AV | 86#4F-Multimedia test lab | II | 2020-07-17 | 2021-07-16 | ES AW | Closed |  | 采集模块
EC6301 | 1 | test plug | figure G.1 |  | ACCE | [5 empty] | Equipment arrived, waiting for acceptance check |  | 测试插头
EC6301 | 2 | test plug | figure G.1 |  | ACCE | 85#5F-Gauge room | II | 2020-07-16 |  | EC JZ | Equipment arrived, waiting for acceptance check |  | 测试插头
EC6301 | 3 | test plug | figure G.1 |  | ACCE | 85#5F-Gauge room | II | 2020-07-16 |  | EC JZ | Equipment arrived, waiting for acceptance check |  | 测试插头
EC6302 |  | Lateral stress |  |  | ACCE | [5 empty] | Equipment arrived, waiting for acceptance check |  | 侧拉力量规
EC6303 |  | AC/DC power load | IT8615L | 8.0254e+17 | HEE | 86#4F-Multimedia test lab | I | 2020-08-25 | 2021-08-24 | SQI | Closed |  | 交直流电子负载
EC6304 |  | gauge for lamp holder G4B |  |  | XM | Xiamen test lab | II | 2020-07-21 |  | EC JZ | PL accepted, archiving files |  | 灯座量规
EC6305 |  | strength test |  |  | GT | 86#1F-Garden tools test lab (Ⅰ) | II | 2020-07-22 | 2021-07-21 | EC JZ | Closed |  | 电池包强度测试
EC6306 |  | Leakage Current Filter | AN9620H | B007962010 | GT | 86#1F-Garden tools test lab (Ⅰ) | I | 2020-08-25 | 2021-08-24 | SQI | Closed |  | 泄漏电流测试仪
EC6307 |  | Resistance Box | 10A 10欧 |  | QD | Qindao test lab | III | 2020-08-10 | — | ES AW | Closed |  | 滑线变阻器
EC6308 |  | Resistance Box | 10A 10欧 |  | QD | Qindao test lab | III | 2020-08-10 | — | ES AW | Closed |  | 滑线变阻器
EC6309 |  | Current Prober | A622 | 11SS22937DV | PT | 86#1F-Garden tools test lab (Ⅰ) | I | 2011-08-13 | 2012-08-12 | SQI | Closed |  | 电流探头
EC6310 |  | Milliohms meter | RM3545 | 200144319 | PT | 86#1F-Garden tools test lab (Ⅰ) | I | 2020-08-10 | 2021-08-09 | SQI | Closed |  | 毫欧计
EC6311 |  | Weighbridge scale |  |  | PPT | 51#7F-PPT test lab | I | 2020-08-25 | 2021-08-24 | JSMI | Closed |  | 地磅秤
EC6312 |  | Power supply | 5KVA |  | CL | 86#1F-General test lab | III | 2020-08-25 | — | JSMI | Closed |  | 变频电源
EC6313 |  | pulse oximeter simulator | INDEX-2XLFE | 94912 | Chemical | [5 empty] | Equipment arrived, waiting for acceptance check |  | 脉冲血氧仪模拟器
EC6314 |  | Ground Bond Tester | GFM-200A-DM | 434585 | Medical | [5 empty] | Equipment arrived, waiting for acceptance check |  | 接地电阻测试仪
EC6315 |  | combustible gas detector | PGM-1600 | 341-108610 | QD | Qindao test lab | I | 2020-09-10 | 2021-09-09 | SIMT | Closed |  | 可燃气体检测仪
EC6316 |  | combustible gas detector | PGM-1600 | 314-108617 | QD | Qindao test lab | I | 2020-09-10 | 2021-09-09 | SIMT | Closed |  | 可燃气体检测仪
EC6317 |  | Digital power meter | WT310EH-C2-H/C7/G5 | C3WG17019E | ICT | 86#4F-Multimedia test lab | I | 2020-08-25 | 2021-08-24 | SQI | Closed |  | 功率计
EC6318 |  | Digital power meter | WT310E-C2-H/C7/G5 | C3EG17018E | HEE | 86#4F-Multimedia test lab | I | 2020-08-25 | 2021-08-24 | SQI | Closed |  | 功率计
EC6319 |  | High voltage porber | P6015A | C093419 | PV | Haining test lab | I | 2020-09-10 | 2021-09-09 | SIMT | Closed |  | 高压探头
EC6320 |  | Adhesion tester |  |  | PPT | 51#7F-PPT test lab | I | 2020-09-10 | 2021-09-09 | EC JZ | Closed |  | 百格刀
EC6321 |  | Resistance Meter | RM3545 | 200629263 | PT | [5 empty] | Equipment arrived, waiting for acceptance check |  | 毫欧计
EC6322 |  | High Temperature Oven | GPV-H22 | 0030-003315 | CL | [5 empty] | Equipment arrived, waiting for acceptance check |  | 高温烘箱
EC6323 |  | Durometer | LX-D |  | ACCE | [5 empty] | Equipment arrived, waiting for acceptance check |  | 邵氏硬度计
EC6324 |  | Durometer | LX-C |  | ACCE | [5 empty] | Equipment arrived, waiting for acceptance check | 测试软橡胶 | 邵氏硬度计
EC6325 |  | Durometer | LX-A |  | ACCE | [5 empty] | Equipment arrived, waiting for acceptance check | 测试软橡胶 | 邵氏硬度计
EC6326 |  | test proble | 7mm |  | HA | 86#3F-Home appliance test lab | II | 2020-09-18 | 2021-09-17 | EC JZ | Closed |  | 7MM测试指
EC6327 |  | test probe | 直径223 |  | HA | 86#3F-Home appliance test lab | II | 2020-09-18 | 2023-03-17 | EC JZ | Closed |  | 直径223 测试指
EC6328 |  | Temperature sensor | NH121W-40~60-U2 | 200608121W001 | ACCE | [5 empty] | Equipment arrived, waiting for acceptance check |  | 大气温度计
EC6329 |  | Temperature sensor | NH121W-40~60-U2 | 200608121W002 | ACCE | [5 empty] | Equipment arrived, waiting for acceptance check |  | 大气温度计
EC6330 |  | Digital Light Meter | 1335 |  | PV | Haining test lab | I | 2020-09-10 | 2021-09-09 | JSMI | Closed |  | 照度计
EC6331 |  | Cable Analyzer | DSX-8000 | 2028006/2027066 | SH Cable | [5 empty] | Equipment arrived, waiting for acceptance check |  | 线缆分析仪
EC6332 |  | Power meter | WT310E-C2-H/C7/G5 | C3WH24015E | HA | 86#3F-Home appliance test lab | I | 2020-10-10 | 2021-10-09 | SQI | Closed |  | 功率计
EC6333 |  | Power meter | WT310E-C2-H/C7/G5 | C3WH24014E | HA | 86#3F-Home appliance test lab | I | 2020-10-10 | 2021-10-09 | SQI | Closed |  | 功率计
EC6334 |  | Digital Caliper | 0-200mm |  | XM | [5 empty] | Equipment arrived, waiting for acceptance check |  | 数显卡尺
EC6335 |  | Digital Caliper | 0-200mm |  | XM | [5 empty] | Equipment arrived, waiting for acceptance check |  | 数显卡尺
EC6336 |  | cast iron plate | 6块铁板 |  | HA | [5 empty] | Equipment arrived, waiting for acceptance check |  | 铁板
EC6336 | 1 | cast iron plate | 6块铁板 |  | HA | 86#3F-Home appliance test lab | II | 2020-09-18 |  | EC JZ | Equipment arrived, waiting for acceptance check |  | 铁板
EC6336 | 2 | cast iron plate | 6块铁板 |  | HA | 86#3F-Home appliance test lab | II | 2020-09-18 |  | EC JZ | Equipment arrived, waiting for acceptance check |  | 铁板
EC6336 | 3 | cast iron plate | 6块铁板 |  | HA | 86#3F-Home appliance test lab | II | 2020-09-18 |  | EC JZ | Equipment arrived, waiting for acceptance check |  | 铁板
EC6336 | 4 | cast iron plate | 6块铁板 |  | HA | 86#3F-Home appliance test lab | II | 2020-09-18 |  | EC JZ | Equipment arrived, waiting for acceptance check |  | 铁板
EC6336 | 5 | cast iron plate | 6块铁板 |  | HA | 86#3F-Home appliance test lab | II | 2020-09-18 |  | EC JZ | Equipment arrived, waiting for acceptance check |  | 铁板
EC6336 | 6 | cast iron plate | 6块铁板 |  | HA | 86#3F-Home appliance test lab | II | 2020-09-18 |  | EC JZ | Equipment arrived, waiting for acceptance check |  | 铁板
EC6337 | 1 | Aluminum plate |  |  | ACCE | [5 empty] | Equipment arrived, waiting for acceptance check |  | 铝板
EC6337 | 2 | Aluminum plate | 直径203 |  | HA | 86#3F-Home appliance test lab | II | 2020-09-18 |  | EC JZ | Equipment arrived, waiting for acceptance check |  | 铝板
EC6337 | 3 | Aluminum plate | 直径190.5 |  | HA | 86#3F-Home appliance test lab | II | 2020-09-18 |  | EC JZ | Equipment arrived, waiting for acceptance check |  | 铝板
EC6337 | 4 | Aluminum plate | 直径254 |  | HA | 86#3F-Home appliance test lab | II | 2020-09-18 |  | EC JZ | Equipment arrived, waiting for acceptance check |  | 铝板
EC6337 | 5 | Aluminum plate | 直径279 |  | HA | 86#3F-Home appliance test lab | II | 2020-09-18 |  | EC JZ | Equipment arrived, waiting for acceptance check |  | 铝板
EC6337 | 6 | Aluminum plate | 直径266.5 |  | HA | 86#3F-Home appliance test lab | II | 2020-09-18 |  | EC JZ | Equipment arrived, waiting for acceptance check |  | 铝板
EC6338 |  | Electrical Safety Analyzer | MI3360 | 20210840 | PT | [5 empty] | Equipment arrived, waiting for acceptance check |  | 安规综合测试仪
EC6339 | 1 | cylindrical weight | 0.5公斤 |  | QD | Qindao test lab | II | 2020-10-12 | 2021-10-11 | EC JZ | Closed |  | 砝码
EC6339 | 12 | cylindrical weight | 0.5公斤 |  | QD | Qindao test lab | II | 2020-10-12 | 2021-10-11 | EC JZ | Closed |  | 砝码
EC6339 | 13 | cylindrical weight | 0.5公斤 |  | QD | Qindao test lab | II | 2020-10-12 | 2021-10-11 | EC JZ | Closed |  | 砝码
EC6339 | 14 | cylindrical weight | 0.5公斤 |  | QD | Qindao test lab | II | 2020-10-12 | 2021-10-11 | EC JZ | Closed |  | 砝码
EC6339 | 15 | cylindrical weight | 0.5公斤 |  | QD | Qindao test lab | II | 2020-10-12 | 2021-10-11 | EC JZ | Closed |  | 砝码
EC6339 | 16 | cylindrical weight | 0.5公斤 |  | QD | Qindao test lab | II | 2020-10-12 | 2021-10-11 | EC JZ | Closed |  | 砝码
EC6339 | 17 | cylindrical weight | 0.5公斤 |  | QD | Qindao test lab | II | 2020-10-12 | 2021-10-11 | EC JZ | Closed |  | 砝码
EC6339 | 18 | cylindrical weight | 0.5公斤 |  | QD | Qindao test lab | II | 2020-10-12 | 2021-10-11 | EC JZ | Closed |  | 砝码
EC6339 | 19 | cylindrical weight | 0.5公斤 |  | QD | Qindao test lab | II | 2020-10-12 | 2021-10-11 | EC JZ | Closed |  | 砝码
EC6339 | 2 | cylindrical weight | 0.5公斤 |  | QD | Qindao test lab | II | 2020-10-12 | 2021-10-11 | EC JZ | Closed |  | 砝码
EC6339 | 20 | cylindrical weight | 0.5公斤 |  | QD | Qindao test lab | II | 2020-10-12 | 2021-10-11 | EC JZ | Closed |  | 砝码
EC6339 | 21 | cylindrical weight | 0.5公斤 |  | QD | Qindao test lab | II | 2020-10-12 | 2021-10-11 | EC JZ | Closed |  | 砝码
EC6339 | 22 | cylindrical weight | 0.5公斤 |  | QD | Qindao test lab | II | 2020-10-12 | 2021-10-11 | EC JZ | Closed |  | 砝码
EC6339 | 23 | cylindrical weight | 0.5公斤 |  | QD | Qindao test lab | II | 2020-10-12 | 2021-10-11 | EC JZ | Closed |  | 砝码
EC6339 | 24 | cylindrical weight | 0.5公斤 |  | QD | Qindao test lab | II | 2020-10-12 | 2021-10-11 | EC JZ | Closed |  | 砝码
EC6339 | 25 | cylindrical weight | 0.5公斤 |  | QD | Qindao test lab | II | 2020-10-12 | 2021-10-11 | EC JZ | Closed |  | 砝码
EC6339 | 26 | cylindrical weight | 0.5公斤 |  | QD | Qindao test lab | II | 2020-10-12 | 2021-10-11 | EC JZ | Closed |  | 砝码
EC6339 | 27 | cylindrical weight | 0.5公斤 |  | QD | Qindao test lab | II | 2020-10-12 | 2021-10-11 | EC JZ | Closed |  | 砝码
EC6339 | 28 | cylindrical weight | 0.5公斤 |  | QD | Qindao test lab | II | 2020-10-12 | 2021-10-11 | EC JZ | Closed |  | 砝码
EC6339 | 29 | cylindrical weight | 0.5公斤 |  | QD | Qindao test lab | II | 2020-10-12 | 2021-10-11 | EC JZ | Closed |  | 砝码
EC6339 | 3 | cylindrical weight | 0.5公斤 |  | QD | Qindao test lab | II | 2020-10-12 | 2021-10-11 | EC JZ | Closed |  | 砝码
EC6339 | 30 | cylindrical weight | 0.5公斤 |  | QD | Qindao test lab | II | 2020-10-12 | 2021-10-11 | EC JZ | Closed |  | 砝码
EC6339 | 31 | cylindrical weight | 0.5公斤 |  | QD | Qindao test lab | II | 2020-10-12 | 2021-10-11 | EC JZ | Closed |  | 砝码
EC6339 | 33 | cylindrical weight | 0.5公斤 |  | QD | Qindao test lab | II | 2020-10-12 | 2021-10-11 | EC JZ | Closed |  | 砝码
EC6339 | 34 | cylindrical weight | 0.5公斤 |  | QD | Qindao test lab | II | 2020-10-12 | 2021-10-11 | EC JZ | Closed |  | 砝码
EC6339 | 35 | cylindrical weight | 0.5公斤 |  | QD | Qindao test lab | II | 2020-10-12 | 2021-10-11 | EC JZ | Closed |  | 砝码
EC6339 | 36 | cylindrical weight | 0.5公斤 |  | QD | Qindao test lab | II | 2020-10-12 | 2021-10-11 | EC JZ | Closed |  | 砝码
EC6339 | 37 | cylindrical weight | 0.5公斤 |  | QD | Qindao test lab | II | 2020-10-12 | 2021-10-11 | EC JZ | Closed |  | 砝码
EC6339 | 38 | cylindrical weight | 0.5公斤 |  | QD | Qindao test lab | II | 2020-10-12 | 2021-10-11 | EC JZ | Closed |  | 砝码
EC6339 | 39 | cylindrical weight | 0.5公斤 |  | QD | Qindao test lab | II | 2020-10-12 | 2021-10-11 | EC JZ | Closed |  | 砝码
EC6339 | 4 | cylindrical weight | 0.5公斤 |  | QD | Qindao test lab | II | 2020-10-12 | 2021-10-11 | EC JZ | Closed |  | 砝码
EC6339 | 40 | cylindrical weight | 0.5公斤 |  | QD | Qindao test lab | II | 2020-10-12 | 2021-10-11 | EC JZ | Closed |  | 砝码
EC6339 | 41 | cylindrical weight | 0.5公斤 |  | QD | Qindao test lab | II | 2020-10-12 | 2021-10-11 | EC JZ | Closed |  | 砝码
EC6339 | 42 | cylindrical weight | 0.5公斤 |  | QD | Qindao test lab | II | 2020-10-12 | 2021-10-11 | EC JZ | Closed |  | 砝码
EC6339 | 43 | cylindrical weight | 0.5公斤 |  | QD | Qindao test lab | II | 2020-10-12 | 2021-10-11 | EC JZ | Closed |  | 砝码
EC6339 | 44 | cylindrical weight | 0.5公斤 |  | QD | Qindao test lab | II | 2020-10-12 | 2021-10-11 | EC JZ | Closed |  | 砝码
EC6339 | 45 | cylindrical weight | 0.5公斤 |  | QD | Qindao test lab | II | 2020-10-12 | 2021-10-11 | EC JZ | Closed |  | 砝码
EC6339 | 46 | cylindrical weight | 0.5公斤 |  | QD | Qindao test lab | II | 2020-10-12 | 2021-10-11 | EC JZ | Closed |  | 砝码
EC6339 | 47 | cylindrical weight | 0.5公斤 |  | QD | Qindao test lab | II | 2020-10-12 | 2021-10-11 | EC JZ | Closed |  | 砝码
EC6339 | 48 | cylindrical weight | 0.5公斤 |  | QD | Qindao test lab | II | 2020-10-12 | 2021-10-11 | EC JZ | Closed |  | 砝码
EC6339 | 49 | cylindrical weight | 0.5公斤 |  | QD | Qindao test lab | II | 2020-10-12 | 2021-10-11 | EC JZ | Closed |  | 砝码
EC6339 | 5 | cylindrical weight | 0.5公斤 |  | QD | Qindao test lab | II | 2020-10-12 | 2021-10-11 | EC JZ | Closed |  | 砝码
EC6339 | 50 | cylindrical weight | 0.5公斤 |  | QD | Qindao test lab | II | 2020-10-12 | 2021-10-11 | EC JZ | Closed |  | 砝码
EC6339 | 51 | cylindrical weight | 0.5公斤 |  | QD | Qindao test lab | II | 2020-10-12 | 2021-10-11 | EC JZ | Closed |  | 砝码
EC6339 | 52 | cylindrical weight | 0.5公斤 |  | QD | Qindao test lab | II | 2020-10-12 | 2021-10-11 | EC JZ | Closed |  | 砝码
EC6339 | 53 | cylindrical weight | 0.5公斤 |  | QD | Qindao test lab | II | 2020-10-12 | 2021-10-11 | EC JZ | Closed |  | 砝码
EC6339 | 54 | cylindrical weight | 0.5公斤 |  | QD | Qindao test lab | II | 2020-10-12 | 2021-10-11 | EC JZ | Closed |  | 砝码
EC6339 | 55 | cylindrical weight | 0.5公斤 |  | QD | Qindao test lab | II | 2020-10-12 | 2021-10-11 | EC JZ | Closed |  | 砝码
EC6339 | 56 | cylindrical weight | 0.5公斤 |  | QD | Qindao test lab | II | 2020-10-12 | 2021-10-11 | EC JZ | Closed |  | 砝码
EC6339 | 57 | cylindrical weight | 0.5公斤 |  | QD | Qindao test lab | II | 2020-10-12 | 2021-10-11 | EC JZ | Closed |  | 砝码
EC6339 | 58 | cylindrical weight | 0.5公斤 |  | QD | Qindao test lab | II | 2020-10-12 | 2021-10-11 | EC JZ | Closed |  | 砝码
EC6339 | 6 | cylindrical weight | 0.5公斤 |  | QD | Qindao test lab | II | 2020-10-12 | 2021-10-11 | EC JZ | Closed |  | 砝码
EC6339 | 60 | cylindrical weight | 0.5公斤 |  | QD | Qindao test lab | II | 2020-10-12 | 2021-10-11 | EC JZ | Closed |  | 砝码
EC6339 | 61 | cylindrical weight | 0.5公斤 |  | QD | Qindao test lab | II | 2020-10-12 | 2021-10-11 | EC JZ | Closed |  | 砝码
EC6339 | 62 | cylindrical weight | 0.5公斤 |  | QD | Qindao test lab | II | 2020-10-12 | 2021-10-11 | EC JZ | Closed |  | 砝码
EC6339 | 63 | cylindrical weight | 0.5公斤 |  | QD | Qindao test lab | II | 2020-10-12 | 2021-10-11 | EC JZ | Closed |  | 砝码
EC6339 | 64 | cylindrical weight | 0.5公斤 |  | QD | Qindao test lab | II | 2020-10-12 | 2021-10-11 | EC JZ | Closed |  | 砝码
EC6339 | 65 | cylindrical weight | 0.5公斤 |  | QD | Qindao test lab | II | 2020-10-12 | 2021-10-11 | EC JZ | Closed |  | 砝码
EC6339 | 66 | cylindrical weight | 0.5公斤 |  | QD | Qindao test lab | II | 2020-10-12 | 2021-10-11 | EC JZ | Closed |  | 砝码
EC6339 | 67 | cylindrical weight | 0.5公斤 |  | QD | Qindao test lab | II | 2020-10-12 | 2021-10-11 | EC JZ | Closed |  | 砝码
EC6339 | 68 | cylindrical weight | 0.5公斤 |  | QD | Qindao test lab | II | 2020-10-12 | 2021-10-11 | EC JZ | Closed |  | 砝码
EC6339 | 69 | cylindrical weight | 0.5公斤 |  | QD | Qindao test lab | II | 2020-10-12 | 2021-10-11 | EC JZ | Closed |  | 砝码
EC6339 | 7 | cylindrical weight | 0.5公斤 |  | QD | Qindao test lab | II | 2020-10-12 | 2021-10-11 | EC JZ | Closed |  | 砝码
EC6339 | 70 | cylindrical weight | 0.5公斤 |  | QD | Qindao test lab | II | 2020-10-12 | 2021-10-11 | EC JZ | Closed |  | 砝码
EC6339 | 8 | cylindrical weight | 0.5公斤 |  | QD | Qindao test lab | II | 2020-10-12 | 2021-10-11 | EC JZ | Closed |  | 砝码
EC6339 | 9 | cylindrical weight | 0.5公斤 |  | QD | Qindao test lab | II | 2020-10-12 | 2021-10-11 | EC JZ | Closed |  | 砝码
EC6340 |  | jet device |  |  | LUM | [5 empty] | Equipment arrived, waiting for acceptance check |  | 喷头
EC6341 |  | bydraulic pressure indicator | 10MPa |  | QD | [5 empty] | Equipment arrived, waiting for acceptance check |  | 压力表
EC6342 |  | pressure meter | 6MPa |  | QD | [5 empty] | Equipment arrived, waiting for acceptance check |  | 压力表
EC6343 |  | piezometer |  |  | ACCE | [5 empty] | Equipment arrived, waiting for acceptance check |  | 压力表
EH2088 |  | Ageing Rack | 定制 |  | LUM | 51#7F-LUM test lab | II | 2011-10-12 | — | ES JH | Cancel | 设备号码改为EC5206 | 老化架（灯架）
EH2088 | 1 | Ageing Rack | 定制 |  | LUM | 51#7F-LUM test lab | II | 2011-10-12 | — | ES JH | Cancel | 设备号码改为EC5206-1 | 老化架（控制柜）
EH2134 |  | Ageing Rack | 定制 |  | LUM | 51#7F-LUM test lab | II | 2011-10-12 | — | ES JH | Cancel | 设备号码改为EC5207-1 | 老化架（灯架）
EH2134 | 1 | Ageing Rack | 定制 |  | LUM | 51#7F-LUM test lab | II | 2011-10-12 | — | ES JH | Cancel | 设备号码改为EC5207-2 | 老化架（控制柜）
EH2175 |  | voltage regulator | TDGC2J-7.5 |  | LUM | 51#7F-LUM test lab | III | 2009-05-31 | — | ES JH | Closed | 设备号码改为EC5208 | 调压器
EH2182 |  | voltage regulator | TDGC2J-7.5 |  | LUM | 51#7F-LUM test lab | III | 2009-05-31 | — | ES JH | Closed | 设备号码改为EC5209 | 调压器
Note on H1: Author: （Category I：Equipment calibrated by an approved outside calibration laboratory Category II: Equipment calibrated by Intertek Category III: Equipment validated at each use or equipment having initial calibration only and requiring no ongoing calibration or reference equipment)
Note on J11: Author: “—” means “NA”

## 2021-05
REG. NO. | no | EQUIPMENT NAME | TYPE | SERIAL NO. | PL | location | CAL.CAT. | CAL.DATE | CAL.NEXT DUE | CAL.INST. | STATUS | remark | 设备名称
EC2006 |  | Digital Multimeter | 28185 | 69421100 | SH Lab | 86#1F-Tools & machinery test lab | II | 2020-10-19 | 2021-10-18 | EC JZ | Closed |  | 数字万用表
EC2010 |  | Variable Transformer |  | 2 | SH Lab | 86#4F-Multimedia test lab | III | 1998-09-14 | — |  | Closed |  | 调压器
EC2011 |  | Variable Transformer |  | 14 | SH Lab | 85#5F-ACCE & LUM test lab | III | 2009-05-13 | — |  | Closed |  | 调压器
EC2015 |  | AC Frequency Converter |  | 973991 | SH Lab | 51#7F-PPT test lab | III | 1998-09-23 | — |  | Closed |  | 交流变频电源
EC2017 |  | Test Probe |  |  | SH Lab | 86#3F-Home appliance test lab | II | 2020-12-07 | 2021-12-06 | EC JK | Closed |  | 试验棒
EC2019 |  | Ball Pressure Tester |  |  | SH Lab | 86#1F-Garden tools test lab (Ⅰ) | II | 2021-01-20 | 2022-01-19 | EC JK | Closed |  | 球压试验仪
EC2021 |  | Digital Micrometer |  | 70801466 | SH Lab | 51#7F-PPT test lab | I | 2020-11-04 | 2021-11-03 | JSMI | Closed |  | 千分尺
EC2030 |  | Isolating Transformer |  |  | SH Lab | 86#4F-Multimedia test lab | III | 1999-05-09 | — |  | Closed |  | 隔离变压器
EC2037 |  | Pull Scale |  | 9212044 | SH Lab | 86#3F-Construction test lab (Ⅱ) | I | 2020-07-01 | 2021-06-30 | JSMI | Closed |  | 管形拉力计
EC2038 |  | Pull Scale |  | 9811064 | SH Lab | 86#3F-Construction test lab (Ⅱ) | I | 2020-07-01 | 2021-06-30 | JSMI | Closed |  | 管形拉力计
EC2039 |  | Push Scale |  | 9912025 | SH Lab | 86#3F-Home appliance test lab | I | 2021-03-11 | 2022-03-10 | JSMI | Closed |  | 管形推力计
EC2041 |  | Push Scale |  | 9902001 | SH Lab | 86#3F-Construction test lab (Ⅱ) | I | 2020-07-01 | 2021-06-30 | JSMI | Closed |  | 管形推力计
EC2042 |  | DC Constant Voltage/Current Power Source |  |  | SH Lab | 85#5F-ACCE & LUM test lab | III | 1999-07-20 | — |  | Closed |  | 直流稳压稳流电源
EC2043 |  | Data Acquisition/Switch Unit |  |  | SH Lab | 51#7F-LUM test lab | II | 2021-02-18 | 2022-02-17 | ES AW | Closed | Agilent BenchLink Data Logger 3版本4.2.00 | 数据采集仪
EC2046 |  | Slide-Wire Resistor |  |  | SH Lab | 86#1F-Garden tools test lab (Ⅰ) | III | 1999-09-27 | — | ES JH | Closed |  | 滑线变阻器
EC2050 |  | Angle Meter |  |  | SH Lab | 86#1F-Tools & machinery test lab | II | 2020-07-12 | 2021-07-11 | EC JK | Closed |  | 量角器
EC2052 |  | Variable Transformer |  |  | SH Lab | 86#4F-Multimedia test lab | III | 1999-11-15 | — |  | Closed |  | 调压器
EC2053 |  | Slide-Wire Resistor |  |  | SH Lab | 86#2F-Power supply test lab | III | 1999-11-16 | — |  | Closed |  | 滑线变阻器
EC2054 |  | Slide-Wire Resistor |  |  | SH Lab | 85#5F-ACCE & LUM test lab | III | 1999-11-16 | — |  | Closed |  | 滑线变阻器
EC2055 |  | Slide-Wire Resistor |  |  | SH Lab | 86#1F-Garden tools test lab (Ⅰ) | III | 1999-11-16 | — |  | Closed |  | 滑线变阻器
EC2056 |  | Slide-Wire Resistor |  |  | SH Lab | 86#4F-EMC test lab | III | 1999-11-16 | — |  | Closed |  | 滑线变阻器
EC2057 |  | Data Acquisition/Switch Unit |  |  | SH Lab | 86#3F-Home appliance test lab | II | 2020-10-20 | 2021-10-19 | ES AW | Closed | Agilent BenchLink Data Logger 3版本4.2.00 | 数据采集仪
EC2058 |  | Data Acquisition/Switch Unit |  |  | SH ACCE | 85#5F-ACCE & LUM test lab | II | 2020-08-22 | 2021-08-21 | ES AW | Closed | Agilent BenchLink Data Logger 3版本4.2.00 | 数据采集仪
EC2065 |  | Climate Test Chamber | SEWTH-Z-160P | 72001 | SH Lab | 86#1F-Garden tools test lab (Ⅰ) | II | 2020-07-05 | 2021-07-04 | ES AW | Closed |  | 潮态试验箱
EC2073 |  | AC Digital Power Meter |  | 2499 | SH Lab | 86#1F-General test lab | II | 2020-06-08 | 2021-06-07 | EC JZ | Closed | AC | 数字交流功率表
EC2074 |  | AC Linear Power Source |  |  | SH Lab | 86#3F-Home appliance test lab | III | 2000-04-07 | — |  | Closed |  | 交流稳压电源
EC2080 |  | Angle Meter |  |  | SH Lab | 86#3F-Construction test lab (Ⅱ) | II | 2021-03-27 | 2022-03-26 | ES AW | Closed |  | 量角器
EC2083 |  | Tapeline |  |  | SH Lab | 86#3F-Home appliance test lab | III | 2014-04-15 | — | SIMT | Closed | 2015.06.22 | 卷尺
EC2084 |  | Spring hammer |  |  | SH Lab | 86#3F-Construction test lab (Ⅱ) | II | 2021-11-08 | 2022-02-07 | EC JK | Closed |  | 冲击锤
EC2085 |  | Spring hammer |  |  | SH Lab | 86#3F-Construction test lab (Ⅱ) | II | 2021-11-08 | 2022-02-07 | EC JK | Closed | repairing(2005-3-11) | 冲击锤
EC2086 |  | Spring hammer |  |  | SH Lab | 86#3F-Construction test lab (Ⅱ) | II | 2021-03-02 | 2021-06-01 | EC JK | Closed |  | 冲击锤
EC2087 |  | Spring hammer |  |  | SH Lab | 86#3F-Construction test lab (Ⅱ) | II | 2021-11-08 | 2022-02-07 | EC JK | Closed |  | 冲击锤
EC2091 | 1 | Test Pin |  |  | SH Lab | 85#5F-Gauge room | II | 2021-02-25 | 2022-02-24 | ES AW | Closed |  | 探针
EC2091 | 2 | Test Pin |  |  | SH Lab | 85#5F-Gauge room | II | 2021-02-25 | 2022-02-24 | ES AW | Closed |  | 探针
EC2092 |  | Push-pull scale |  | 95094 | SH Lab | 86#3F-Construction test lab (Ⅱ) | I | 2020-06-11 | 2021-06-10 | JSMI | Closed |  | 推拉力计
EC2093 |  | Torque Wrench |  | 110 | SH Lab | 86#3F-Home appliance test lab | I | 2021-03-11 | 2022-03-10 | JSMI | Closed |  | 扭力扳手
EC2096 |  | Weight |  |  | SH Lab | 86#1F-Tools & machinery test lab | I | 2020-06-12 | 2021-06-11 | JSMI | Closed |  | 砝码
EC2097 |  | Electronic tachometer |  | 545074 | SH Lab | 86#3F-Construction test lab (Ⅱ) | I | 2020-04-29 | 2021-04-28 | JSMI | Calibrating |  | 光电转速表
EC2099 |  | Variable Transformer |  |  | SH Lab | 86#1F-Tools & machinery test lab | III | 2000-07-03 | — |  | Closed |  | 调压器
EC2100 |  | Isolating Transformer |  |  | SH Lab | 86#4F-EMC test lab | III | 2000-06-28 | — |  | Closed |  | 隔离变压器
EC2101 |  | Isolating Transformer |  |  | SH Lab | 86#1F-Tools & machinery test lab | III | 2000-06-28 | — |  | Closed |  | 隔离变压器
EC2102 |  | Tumbling barrel tester |  |  | SH Lab | 85#5F-ACCE & LUM test lab | II | 2020-10-10 | 2021-10-09 | EC JK | Closed |  | 滚筒试验机
EC2103 |  | Insulation resistance meter |  | 18642 | SH Lab | 51#7F-LUM test lab | I | 2021-01-18 | 2022-01-17 | JSMI | Closed |  | 绝缘电阻表
EC2106 |  | Isolating Transformer |  |  | SH Lab | 86#3F-Home appliance test lab | III | 2000-07-24 | — |  | Closed |  | 隔离变压器
EC2107 |  | EMI test receiver |  | 835418/003; 357.8810.52; 0299.7810.54 | SH Lab | 86#4F-EMC test lab | I | 2020-07-09 | 2021-07-08 | SIMT | Closed | ESxS-K1 V2.10 | EMI 测试接收机
EC2108 |  | Absorbing clamp |  | 831676/016 | SH Lab | 86#4F-EMC test lab | I | 2020-06-12 | 2021-06-11 | CEPREI | Closed | ESxS-K1 V2.10 | 吸收钳
EC2110 |  | Harmonic test system |  | HK53885 & X71820 | SH Lab | 86#4F-EMC test lab | I | 2020-12-09 | 2021-12-08 | CEPREI | Closed | CTS 3.0 V 3.2.0.26 | 谐波电流电压测量仪
EC2113 | 1 | Coupling and Decoupling Network |  |  | SH Lab | 86#4F-EMC test lab | I | 2020-08-15 | 2021-08-14 | CEPREI | Closed |  | 耦合-去耦网络
EC2113 | 3 | Convert Plug |  |  | SH Lab | 86#4F-EMC test lab | I | 2021-02-10 | 2022-02-09 | SIMT | Closed |  | 转接器
EC2113 | 4 | Convert Plug |  |  | SH Lab | 86#4F-EMC test lab | I | 2021-02-10 | 2022-02-09 | SIMT | Closed |  | 转接器
EC2113 | 5 | Convert Plug |  |  | SH Lab | 86#4F-EMC test lab | III | 2008-01-17 | — | SIMT | Closed |  | 转接器
EC2115 |  | Electronic tachometer |  | 8198 | SH Lab | 86#1F-Tools & machinery test lab | I | 2020-08-20 | 2021-08-19 | JSMI | Closed |  | 光电转速表
EC2117 | 3 | High Voltage Differential Probe | P5210A | B011342 | LUM | 51#7F-LUM test lab | III | 2015-06-19 | — | MFG | Closed | 补设备编号，第二次维修编号EC2117-3(WX2) | 示波器差分探头
EC2117 | 7 | Current Probe |  |  | SH Lab | 85#5F-ACCE & LUM test lab | III | 2006-06-09 | — |  | Closed |  | 电流探头
EC2118 |  | AC Linear Power Source |  |  | SH Lab | 86#4F-EMC test lab | III | 2000-08-11 | — |  | Closed |  | 交流稳压电源
EC2119 |  | DC Linear Power Source |  |  | SH Lab | 86#4F-Multimedia test lab | III | 2000-09-28 | — |  | Closed |  | 直流稳压电源
EC2121 |  | Variable Transformer |  |  | SH Lab | 86#4F-EMC test lab | III | 2000-09-04 | — |  | Closed |  | 调压器
EC2130 |  | Magnifier |  |  | SH Lab | 86#4F-Multimedia test lab | III | 2000-10-18 | — |  | Closed |  | 放大镜
EC2131 |  | Ball Pressure Tester |  | 36526 | SH Lab | 86#1F-Garden tools test lab (Ⅰ) | II | 2020-11-21 | 2021-11-20 | ES AW | Closed |  | 球压试验仪
EC2132 |  | Ball Pressure Tester |  | 36557 | SH Lab | 86#1F-Garden tools test lab (Ⅰ) | II | 2020-11-21 | 2021-11-20 | ES AW | Closed |  | 球压试验仪
EC2133 |  | Ball Pressure Tester |  | 36586 | SH Lab | 86#1F-Garden tools test lab (Ⅰ) | II | 2020-11-21 | 2021-11-20 | ES AW | Closed |  | 球压试验仪
EC2135 |  | Gauge |  |  | SH Lab | 85#5F-Gauge room | II | 2020-05-18 | 2021-05-17 | ES AW | Closed |  | CEE7 & SE 量规
EC2135 | 101 | SE Gauges |  |  | SH Lab | 85#5F-Gauge room | II | 2020-05-18 | 2021-05-17 | ES AW | Closed |  | 量规
EC2135 | 102 | SE Gauges |  |  | SH Lab | 85#5F-Gauge room | II | 2020-05-18 | 2021-05-17 | ES AW | Closed |  | 量规
EC2135 | 202 | SE Gauges |  |  | SH Lab | 85#5F-Gauge room | II | 2020-05-18 | 2021-05-17 | ES AW | Closed |  | 量规
EC2135 | 203 | SE Gauges |  |  | SH Lab | 85#5F-Gauge room | II | 2020-05-18 | 2021-05-17 | ES AW | Closed |  | 量规
EC2135 | 204 | SE Gauges |  |  | SH Lab | 85#5F-Gauge room | II | 2020-05-18 | 2021-05-17 | ES AW | Closed |  | 量规
EC2135 | 205 | SE Gauges |  |  | SH Lab | 85#5F-Gauge room | II | 2020-05-18 | 2021-05-17 | ES AW | Closed |  | 量规
EC2135 | 210 | SE Gauges |  |  | SH Lab | 85#5F-Gauge room | II | 2020-05-18 | 2021-05-17 | ES AW | Closed |  | 量规
EC2135 | 211 | SE Gauges |  |  | SH Lab | 85#5F-Gauge room | II | 2020-05-18 | 2021-05-17 | ES AW | Closed |  | 量规
EC2135 | 212 | SE Gauges |  |  | SH Lab | 85#5F-Gauge room | II | 2020-05-18 | 2021-05-17 | ES AW | Closed |  | 量规
EC2135 | 213 | SE Gauges |  |  | SH Lab | 85#5F-Gauge room | II | 2020-05-18 | 2021-05-17 | ES AW | Closed |  | 量规
EC2135 | 215 | SE Gauges |  |  | SH Lab | 85#5F-Gauge room | II | 2020-05-18 | 2021-05-17 | ES AW | Closed |  | 量规
EC2135 | 216 | SE Gauges |  |  | SH Lab | 85#5F-Gauge room | II | 2020-05-18 | 2021-05-17 | ES AW | Closed |  | 量规
EC2135 | 217 | SE Gauges |  |  | SH Lab | 85#5F-Gauge room | II | 2020-05-18 | 2021-05-17 | ES AW | Closed |  | 量规
EC2135 | 218 | SE Gauges |  |  | SH Lab | 85#5F-Gauge room | II | 2020-05-18 | 2021-05-17 | ES AW | Closed |  | 量规
EC2135 | 219 | SE Gauges |  |  | SH Lab | 85#5F-Gauge room | II | 2020-05-18 | 2021-05-17 | ES AW | Closed |  | 量规
EC2135 | 220 | SE Gauges |  |  | SH Lab | 85#5F-Gauge room | II | 2020-05-18 | 2021-05-17 | ES AW | Closed |  | 量规
EC2135 | 221 | SE Gauges |  |  | SH Lab | 85#5F-Gauge room | II | 2020-05-18 | 2021-05-17 | ES AW | Closed |  | 量规
EC2135 | 225 | SE Gauges |  |  | SH Lab | 85#5F-Gauge room | II | 2020-05-18 | 2021-05-17 | ES AW | Closed |  | 量规
EC2135 | 226 | SE Gauges |  |  | SH Lab | 85#5F-Gauge room | II | 2020-05-18 | 2021-05-17 | ES AW | Closed |  | 量规
EC2135 | 228 | SE Gauges |  |  | SH Lab | 85#5F-Gauge room | II | 2020-05-18 | 2021-05-17 | ES AW | Closed |  | 量规
EC2136 |  | Arrangement for compression test of 24.5 |  |  | SH Lab | 85#5F-Gauge room | III | 2001-01-15 | — |  | Closed |  | 压缩试验（24。5）装置
EC2137 |  | Arrangement for checking damage to conductors |  |  | SH ACCE | 85#5F-ACCE & LUM test lab | II | 2021-01-11 | 2022-01-10 | ES AW | Closed |  | 导体受损程度检查装置
EC2138 |  | Arrangement to verify the fixationof pins in the body of the plug |  |  | SH ACCE | 85#5F-Gauge room | II | 2021-01-17 | 2022-01-16 | ES AW | Closed |  | 插销牢固度测试装置
EC2139 |  | Apparatus for checking the withdrawal force |  |  | SH Lab | 85#5F-Gauge room | II | 2021-01-15 | 2022-01-14 | ES AW | Closed |  | 拔出力测试装置
EC2141 |  | Arrangement for mechanical strength test on multiple portable socket-outlets |  |  | SH Lab | 85#5F-Gauge room | II | 2021-01-17 | 2022-01-16 | ES AW | Closed |  | 插座机械强度测试装置
EC2142 |  | Torque Device |  |  | SH Lab | 85#5F-Gauge room | II | 2020-11-23 | 2021-11-22 | ES AW | Closed |  | 电缆扭力器
EC2143 |  | Apparatus for impact test at low temperature of 24.4 |  |  | SH Lab | 85#5F-ACCE & LUM test lab | II | 2020-08-05 | 2021-08-04 | ES AW | Closed |  | 低温冲击试验装置(24.4)
EC2146 |  | Apparatus for testing the cord retention |  |  | SH ACCE | 85#5F-ACCE & LUM test lab | II | 2021-01-16 | 2022-01-15 | EC JZ | Closed |  | 软缆保持力测试装置
EC2147 |  | Apparatus for compression test for the verification of resistance to heat of 25.4 |  |  | SH Lab | 85#5F-Gauge room | II | 2021-03-07 | 2022-03-06 | ES AW | Closed |  | 耐热性能压缩试验装置
EC2152 |  | Slide-Wire Resistor |  |  | SH Lab | 85#5F-ACCE & LUM test lab | III | 2000-11-24 | — |  | Closed |  | 滑线变阻器
EC2153 |  | Slide-Wire Resistor |  |  | SH Lab | 86#1F-Garden tools test lab (Ⅰ) | III | 2000-11-29 | — |  | Closed |  | 滑线变阻器
EC2154 |  | LCR Meter |  | 837267 | SH Lab | 86#4F-Calibration room | I | 2020-06-04 | 2021-06-03 | CEPREI | Closed |  | LCR测试仪
EC2154 | 1 | Resistance Box | ZX32D |  | SH Lab | 86#4F-Calibration room | III | 2018-12-30 | — | JSMI | Closed |  | 电阻
EC2154 | 2 | Capacitor Box | RX7-0 |  | SH Lab | 86#4F-Calibration room | III | 2018-12-30 | — | JSMI | Closed |  | 电容
EC2154 | 3 | Inductance | FMT-4 |  | SH Lab | 86#4F-Calibration room | III | 2018-12-30 | — | JSMI | Closed |  | 电感
EC2159 |  | Impact Tester |  |  | SH Lab | 86#2F-2F Power distribution room | III | 2001-01-10 | — |  | Closed |  | 冲击试验仪
EC2160 |  | Strike Tester |  |  | SH Lab | 86#1F-Garden tools test lab (Ⅰ) | II | 2020-05-16 | 2021-05-15 | ES AW | Closed |  | 撞击试验仪
EC2162 |  | Test Probe |  |  | SH Lab | 86#3F-Construction test lab (Ⅱ) | II | 2021-04-05 | 2022-04-04 | EC JK | Closed |  | IP3x,4x 探棒
EC2166 |  | Impact Tester for socket outlet |  |  | SH Lab | 85#5F-ACCE & LUM test lab | II | 2020-09-02 | 2021-09-01 | ES AW | Closed |  | 冲击试验装置
EC2167 |  | Test probe |  |  | SH Lab | 85#5F-ACCE & LUM test lab | III | 2000-07-13 | — |  | Closed |  | 圆柱形探头
EC2168 |  | Hardwood Board |  |  | SH Lab | 86#3F-Construction test lab (Ⅱ) | III | 2000-05-15 | — |  | Closed |  | 硬木板
EC2171 |  | Digital scale |  | 12036466 | SH Lab | 85#5F-Gauge room | I | 2021-01-14 | 2022-01-13 | JSMI | Closed |  | 电子秤
EC2172 |  | Test finger |  |  | SH Lab | 85#5F-Gauge room | II | 2021-03-20 | 2022-03-19 | ES AW | Closed |  | 无关节试验指
EC2174 |  | Test finger |  |  | SH Lab | 85#5F-Gauge room | II | 2021-03-20 | 2022-03-19 | ES AW | Closed |  | 无关节试验指
EC2177 |  | Variable Transformer |  |  | SH Lab | 86#2F-Power supply test lab | III | 2001-02-08 | — |  | Closed |  | 调压器
EC2178 |  | Variable Transformer |  |  | SH Lab | 86#1F-Endurance test lab | III | 2001-02-08 | — |  | Closed |  | 调压器
EC2179 |  | Test Corner |  |  | SH Lab | 85#5F-ACCE & LUM test lab | III | 2000-07-15 | — |  | Closed |  | 试验角
EC2181 |  | Data Acquisition/Switch Unit |  |  | SH Lab | 86#1F-Tools & machinery test lab | II | 2020-07-07 | 2021-07-06 | ES AW | Closed | Agilent BenchLink Data Logger 3版本4.2.00 | 数据采集仪
EC2184 |  | Digital Multimeter |  | 73880300 | SH ACCE | 85#5F-ACCE & LUM test lab | II | 2021-02-26 | 2022-02-25 | EC JZ | Closed |  | 数字万用表
EC2186 |  | AC Linear Power Source |  |  | SH Lab | 86#1F-Tools & machinery test lab | III | 2001-02-23 | — |  | Closed |  | 交流稳压电源
EC2187 |  | Apparatus for pulling test |  |  | SH Lab | 85#5F-Gauge room | III | 2001-01-15 | — |  | Closed |  | 拉力试验装置
EC2188 |  | Arrangement for compression test of 24.5 |  |  | SH Lab | 85#5F-Gauge room | III | 2001-01-15 | — |  | Closed |  | 压缩试验(24.5)装置
EC2192 |  | Digital Caliper |  | 1100437 | SH Lab | 86#1F-Tools & machinery test lab | I | 2020-11-12 | 2021-11-11 | JSMI | Closed |  | 电子数显卡尺
EC2194 |  | Data Acquisition/Switch Unit |  |  | SH Lab | 86#3F-Home appliance test lab | II | 2020-09-07 | 2021-09-06 | ES AW | Closed | Agilent BenchLink Data Logger 3版本4.2.00 | 数据采集仪
EC2195 |  | Apparatus for spillage test |  |  | SH Lab | 86#1F-Washing M/C test lab | II | 2021-02-15 | 2022-02-14 | ES AW | Closed |  | 溢水测试装置
EC2197 |  | Pull Scale |  | 6043 | SH Lab | 85#5F-Gauge room | I | 2021-03-11 | 2022-03-10 | JSMI | Closed | calibrating | 管形拉力计
EC2198 |  | Pull Scale |  | 9911186 | SH Lab | 85#5F-Gauge room | I | 2020-08-12 | 2021-08-11 | JSMI | Closed | calibrating | 管形拉力计
EC2200 |  | Apparatus for pressure test on shrouds |  |  | SH Lab | 85#5F-Gauge room | II | 2021-03-07 | 2022-03-06 | ES AW | Closed |  | 护套压缩试验装置
EC2201 |  | Draught-proof enclosure |  |  | SH Lab | 85#5F-ACCE & LUM test lab | III | 2001-02-05 | — |  | Closed |  | 防风罩
EC2203 |  | Apparatus for impact drills(700W) |  |  | SH Lab | 86#1F-Endurance test lab | II | 2021-02-26 | 2022-02-25 | EC JK | Closed |  | 冲击钻耐久试验台(700W)
EC2204 |  | Apparatus for impact drills(1200W) |  |  | SH Lab | 86#1F-Endurance test lab | II | 2021-02-26 | 2022-02-25 | EC JK | Closed |  | 冲击钻耐久试验台(1200W)
EC2206 |  | Indicator for test finger |  |  | SH Lab | 85#5F-Gauge room | II | 2020-07-27 | 2021-07-26 | EC JK | Closed |  | 试验指报警器
EC2207 |  | Device for checking earthing-contact |  |  | SH Lab | 85#5F-Gauge room | II | 2020-05-16 | 2021-05-15 | ES AW | Closed |  | 接地端压力测试装置
EC2208 |  | Fixture for hair dryer |  |  | SH Lab | 86#3F-Home appliance test lab | III | 2001-01-10 | — |  | Closed |  | 电吹风支架
EC2209 |  | Fixture for hair dryer |  |  | SH Lab | 86#3F-Home appliance test lab | III | 2001-01-10 | — |  | Closed |  | 电吹风支架
EC2210 |  | Torque tester Turning Moment Apparatus |  |  | SH Lab | 86#2F-Power supply test lab | II | 2021-02-26 | 2022-02-25 | ES AW | Closed |  | 插头扭矩试验仪
EC2211 |  | Weight |  |  | SH Lab | 86#1F-Garden tools test lab (Ⅰ) | II | 2020-12-08 | 2021-12-07 | EC JK | Closed |  | 砝码
EC2212 |  | Weight |  |  | SH Lab | 85#5F-ACCE & LUM test lab | III | 2016-12-08 | — | ES CZ | Closed |  | 砝码
EC2213 |  | Weight |  |  | SH Lab | 86#3F-Heating & motor test lab | II | 2020-12-07 | 2021-12-06 | EC JK | Closed |  | 砝码
EC2215 |  | Load for rotisseries |  |  | SH Lab | 86#3F-Construction test lab (Ⅱ) | II | 2020-12-07 | 2021-12-06 | ES AW | Closed |  | 烤肉架负载
EC2216 | 1 | Steel Ball |  |  | SH Lab | 86#3F-Home appliance test lab | II | 2020-12-08 | 2021-12-07 | EC JK | Closed | Φ6mm | 钢球
EC2216 | 2 | Steel Ball |  |  | SH Lab | 86#3F-Home appliance test lab | II | 2020-12-08 | 2021-12-07 | EC JK | Closed | Φ12.5mm | 钢球
EC2216 | 3 | Steel Ball |  |  | SH Lab | 86#3F-Home appliance test lab | II | 2020-12-08 | 2021-12-07 | EC JK | Closed | Φ20mm | 钢球
EC2216 | 4 | Steel Ball |  |  | SH Lab | 86#3F-Home appliance test lab | II | 2020-12-08 | 2021-12-07 | EC JK | Closed | Φ50mm | 钢球
EC2217 |  | Test shelf for luminaire |  |  | SH Lab | 85#5F-ACCE & LUM test lab | III | 2001-01-15 | — |  | Closed |  | 灯具试验架
EC2218 |  | Test bench for luminaire |  |  | SH Lab | 85#5F-ACCE & LUM test lab | III | 2001-01-15 | — |  | Closed |  | 灯具试验台
EC2219 |  | Weight |  |  | SH Lab | 85#5F-ACCE & LUM test lab | II | 2020-11-02 | 2021-11-01 | EC JZ | Closed |  | 砝码
EC2224 |  | Data Acquisition/Switch Unit |  |  | SH Lab | 86#3F-Home appliance test lab | II | 2021-04-04 | 2022-04-03 | ES AW | Closed | Agilent BenchLink Data Logger 3版本4.2.00 | 数据采集仪
EC2224 | 1 | module | 34901A | US37259656 | SH Lab | 86#4F-Multimedia test lab | III | 2002-04-04 | — | ES AW | Closed |  | 模块
EC2226 |  | AC Digital Power Meter |  |  | SH Lab | 85#5F-ACCE & LUM test lab | II | 2021-02-02 | 2022-02-01 | EC JK | Closed |  | 数字交流功率表
EC2227 |  | Torque tester for Lamp cap |  |  | SH Lab | 51#7F-LUM test lab | I | 2020-04-16 | 2021-04-15 | SETRI | Calibrating |  | 灯头扭力测力装置
EC2228 |  | Variable Transformer |  |  | SH Lab | 86#3F-Heating & motor test lab | III | 2001-04-23 | — |  | Closed |  | 调压器
EC2229 | 1 | Gauge for Lamphold |  |  | SH Lab | 51#7F-LUM test lab | II | 2020-05-22 | 2021-05-21 | EC JZ | Closed |  | 灯座量规
EC2229 | 10 | Gauge for Lamphold |  |  | SH Lab | 51#7F-LUM test lab | II | 2020-05-22 | 2021-05-21 | EC JZ | Closed |  | 灯座量规
EC2229 | 100 | Gauge for Lamphold |  |  | SH Lab | 51#7F-LUM test lab | II | 2020-06-27 | 2021-06-26 | EC JK | Closed |  | 灯座量规
EC2229 | 101 | Gauge for Lamphold |  |  | SH Lab | 51#7F-LUM test lab | II | 2020-06-27 | 2021-06-26 | EC JK | Closed |  | 灯座量规
EC2229 | 102 | Gauge for Lamphold |  |  | SH Lab | 51#7F-LUM test lab | II | 2020-06-27 | 2021-06-26 | EC JK | Closed |  | 灯座量规
EC2229 | 103 | Gauge for Lamphold |  |  | SH Lab | 51#7F-LUM test lab | II | 2020-06-19 | 2021-06-18 | EC JZ | Closed |  | 灯座量规
EC2229 | 104 | Gauge for Lamphold |  |  | SH Lab | 51#7F-LUM test lab | II | 2020-06-19 | 2021-06-18 | EC JZ | Closed |  | 灯座量规
EC2229 | 105 | Gauge for Lamphold |  |  | SH Lab | 51#7F-LUM test lab | II | 2020-06-19 | 2021-06-18 | EC JK | Closed |  | 灯座量规
EC2229 | 106 | Gauge for Lamphold |  |  | SH Lab | 51#7F-LUM test lab | II | 2020-06-19 | 2021-06-18 | EC JK | Closed |  | 灯座量规
EC2229 | 107 | Gauge for Lamphold |  |  | SH Lab | 51#7F-LUM test lab | II | 2020-08-15 | 2021-08-14 | ES AW | Closed |  | 灯座量规
EC2229 | 108 | Gauge for Lamphold |  |  | SH Lab | 51#7F-LUM test lab | II | 2020-08-15 | 2021-08-14 | ES AW | Closed |  | 灯座量规
EC2229 | 109 | Gauge for Lamphold |  |  | SH Lab | 51#7F-LUM test lab | II | 2020-08-15 | 2021-08-14 | ES AW | Closed |  | 灯座量规
EC2229 | 11 | Gauge for Lamphold |  |  | SH Lab | 51#7F-LUM test lab | II | 2020-08-15 | 2021-08-14 | ES AW | Closed |  | 灯座量规
EC2229 | 110 | Gauge for Lamphold |  |  | SH Lab | 51#7F-LUM test lab | II | 2020-08-15 | 2021-08-14 | ES AW | Closed |  | 灯座量规
EC2229 | 111 | Gauge for Lamphold |  |  | SH Lab | 51#7F-LUM test lab | II | 2020-06-09 | 2021-06-08 | EC JK | Closed |  | 灯座量规
EC2229 | 112 | Gauge for Lamphold |  |  | SH Lab | 51#7F-LUM test lab | II | 2020-11-02 | 2021-11-01 | EC JZ | Closed |  | 灯座量规
EC2229 | 113 | Gauge for Lamphold |  |  | SH Lab | 51#7F-LUM test lab | II | 2020-09-13 | 2021-09-12 | EC JK | Closed |  | 灯座量规
EC2229 | 114 | Gauge for Lamphold |  |  | SH Lab | 51#7F-LUM test lab | II | 2020-04-30 | 2021-04-29 | EC JZ | Closed |  | 灯座量规
EC2229 | 115 | Gauge for Lamphold |  |  | SH Lab | 51#7F-LUM test lab | II | 2020-08-15 | 2021-08-14 | ES AW | Closed |  | 灯座量规
EC2229 | 116 | Gauge for Lamphold |  |  | SH Lab | 51#7F-LUM test lab | II | 2021-04-27 | 2022-04-26 | EC JZ | Closed |  | 灯座量规
EC2229 | 117 | Gauge for Lamphold |  |  | SH Lab | 51#7F-LUM test lab | II | 2021-04-27 | 2022-04-26 | EC JZ | Closed |  | 灯座量规
EC2229 | 118 | Gauge for Lamphold |  |  | SH Lab | 51#7F-LUM test lab | II | 2020-04-29 | 2021-04-28 | EC JZ | Closed |  | 灯座量规
EC2229 | 119 | Gauge for Lamphold |  |  | SH Lab | 51#7F-LUM test lab | II | 2020-04-29 | 2021-04-28 | EC JZ | Closed |  | 灯座量规
EC2229 | 12 | Gauge for Lamphold |  |  | SH Lab | 51#7F-LUM test lab | II | 2020-12-07 | 2021-12-06 | EC JZ | Closed |  | 灯座量规
EC2229 | 120 | Gauge for Lamphold |  |  | SH Lab | 51#7F-LUM test lab | II | 2021-04-28 | 2022-04-27 | ES AW | Closed |  | 灯座量规
EC2229 | 121 | Gauge for Lamphold |  |  | SH Lab | 51#7F-LUM test lab | II | 2021-04-28 | 2022-04-27 | ES AW | Closed |  | 灯座量规
EC2229 | 122 | Gauge for Lamphold |  |  | SH Lab | 51#7F-LUM test lab | II | 2021-04-28 | 2022-04-27 | ES AW | Closed |  | 灯座量规
EC2229 | 123 | Gauge for Lamphold |  |  | SH Lab | 51#7F-LUM test lab | II | 2021-04-28 | 2022-04-27 | ES AW | Closed |  | 灯座量规
EC2229 | 124 | Gauge for Lamphold |  |  | SH Lab | 51#7F-LUM test lab | II | 2021-04-28 | 2022-04-27 | ES AW | Closed |  | 灯座量规
EC2229 | 125 | Gauge for Lamphold |  |  | SH Lab | 51#7F-LUM test lab | II | 2021-04-28 | 2022-04-27 | ES AW | Closed |  | 灯座量规
EC2229 | 126 | Gauge for Lamphold |  |  | SH Lab | 51#7F-LUM test lab | II | 2020-11-02 | 2021-11-01 | EC JZ | Closed |  | 灯座量规
EC2229 | 127 | Gauge for Lamphold |  |  | SH Lab | 51#7F-LUM test lab | II | 2020-11-02 | 2021-11-01 | EC JZ | Closed |  | 灯座量规
EC2229 | 128 | Gauge for Lamphold |  |  | SH Lab | 51#7F-LUM test lab | I | 2021-01-12 | 2022-01-11 | SIMT | Closed |  | 灯座量规
EC2229 | 13 | Gauge for Lamphold |  |  | SH Lab | 51#7F-LUM test lab | II | 2020-07-04 | 2021-07-03 | EC JZ | Closed |  | 灯座量规
EC2229 | 130 | Gauge for Lamphold |  |  | SH Lab | 51#7F-LUM test lab | I | 2021-01-12 | 2022-01-11 | SIMT | Closed |  | 灯座量规
EC2229 | 131 | Gauge for Lamphold |  |  | SH Lab | 51#7F-LUM test lab | I | 2021-01-12 | 2022-01-11 | SIMT | Closed |  | 灯座量规
EC2229 | 132 | Gauge for Lamphold |  |  | SH Lab | 51#7F-LUM test lab | I | 2021-01-12 | 2022-01-11 | SIMT | Closed |  | 灯座量规
EC2229 | 133 | Gauge for Lamphold |  |  | SH Lab | 51#7F-LUM test lab | I | 2021-01-12 | 2022-01-11 | SIMT | Closed |  | 灯座量规
EC2229 | 134 | Gauge for Lamphold |  |  | SH Lab | 51#7F-LUM test lab | I | 2021-01-12 | 2022-01-11 | SIMT | Closed |  | 灯座量规
EC2229 | 135 | Gauge for Lamphold |  |  | SH Lab | 51#7F-LUM test lab | I | 2021-01-12 | 2022-01-11 | SIMT | Closed |  | 灯座量规
EC2229 | 136 | Gauge for Lamphold |  |  | SH Lab | 51#7F-LUM test lab | I | 2021-01-12 | 2022-01-11 | SIMT | Closed |  | 灯座量规
EC2229 | 138 | Gauge for Lamphold |  |  | SH Lab | 51#7F-LUM test lab | I | 2021-01-12 | 2022-01-11 | SIMT | Closed |  | 灯座量规
EC2229 | 139 | Gauge for Lamphold |  |  | SH Lab | 51#7F-LUM test lab | I | 2021-01-12 | 2022-01-11 | SIMT | Closed |  | 灯座量规
EC2229 | 14 | Gauge for Lamphold |  |  | SH Lab | 51#7F-LUM test lab | II | 2020-08-16 | 2021-08-15 | EC JZ | Closed |  | 灯座量规
EC2229 | 140 | Gauge for Lamphold |  |  | SH Lab | 51#7F-LUM test lab | II | 2021-03-02 | 2022-03-01 | EC JK | Closed |  | 灯座量规
EC2229 | 141 | Gauge for Lamphold |  |  | SH Lab | 51#7F-LUM test lab | I | 2020-09-07 | 2021-09-06 | SIMT | Closed |  | 灯座量规
EC2229 | 142 | Gauge for Lamphold |  |  | SH Lab | 51#7F-LUM test lab | I | 2020-09-07 | 2021-09-06 | SIMT | Closed |  | 灯座量规
EC2229 | 15 | Gauge for Lamphold |  |  | SH Lab | 51#7F-LUM test lab | II | 2020-07-12 | 2021-07-11 | EC JZ | Closed |  | 灯座量规
EC2229 | 16 | Gauge for Lamphold |  |  | SH Lab | 51#7F-LUM test lab | II | 2021-03-09 | 2022-03-08 | EC JZ | Closed |  | 灯座量规
EC2229 | 17 | Gauge for Lamphold |  |  | SH Lab | 51#7F-LUM test lab | II | 2020-08-18 | 2021-08-17 | EC JZ | Closed |  | 灯座量规
EC2229 | 18 | Gauge for Lamphold |  |  | SH Lab | 51#7F-LUM test lab | II | 2021-01-19 | 2022-01-18 | EC JZ | Closed |  | 灯座量规
EC2229 | 19 | Gauge for Lamphold |  |  | SH Lab | 51#7F-LUM test lab | II | 2020-11-20 | 2021-11-19 | EC JZ | Closed |  | 灯座量规
EC2229 | 2 | Gauge for Lamphold |  |  | SH Lab | 51#7F-LUM test lab | II | 2020-05-22 | 2021-05-21 | EC JZ | Closed |  | 灯座量规
EC2229 | 20 | Gauge for Lamphold |  |  | SH Lab | 51#7F-LUM test lab | II | 2020-09-13 | 2021-09-12 | EC JK | Closed |  | 灯座量规
EC2229 | 21 | Gauge for Lamphold |  |  | SH Lab | 51#7F-LUM test lab | II | 2021-01-24 | 2022-01-23 | EC JZ | Closed |  | 灯座量规
EC2229 | 22 | Gauge for Lamphold |  |  | SH Lab | 51#7F-LUM test lab | II | 2021-01-16 | 2022-01-15 | EC JK | Closed |  | 灯座量规
EC2229 | 23 | Gauge for Lamphold |  |  | SH Lab | 51#7F-LUM test lab | II | 2021-01-16 | 2022-01-15 | EC JK | Closed |  | 灯座量规
EC2229 | 24 | Gauge for Lamphold |  |  | SH Lab | 51#7F-LUM test lab | II | 2021-01-16 | 2022-01-15 | EC JK | Closed |  | 灯座量规
EC2229 | 25 | Gauge for Lamphold |  |  | SH Lab | 51#7F-LUM test lab | II | 2021-01-16 | 2022-01-15 | EC JK | Closed |  | 灯座量规
EC2229 | 27 | Gauge for Lamphold |  |  | SH Lab | 51#7F-LUM test lab | II | 2020-12-07 | 2021-12-06 | EC JZ | Closed |  | 灯座量规
EC2229 | 28 | Gauge for Lamphold |  |  | SH Lab | 51#7F-LUM test lab | II | 2020-09-04 | 2021-09-03 | EC JZ | Closed |  | 灯座量规
EC2229 | 29 | Gauge for Lamphold |  |  | SH Lab | 51#7F-LUM test lab | II | 2021-01-16 | 2022-01-15 | EC JK | Closed |  | 灯座量规
EC2229 | 3 | Gauge for Lamphold |  |  | SH Lab | 51#7F-LUM test lab | II | 2020-05-22 | 2021-05-21 | EC JZ | Closed |  | 灯座量规
EC2229 | 30 | Gauge for Lamphold |  |  | SH Lab | 51#7F-LUM test lab | II | 2020-11-02 | 2021-11-01 | EC JZ | Closed |  | 灯座量规
EC2229 | 31 | Gauge for Lamphold |  |  | SH Lab | 51#7F-LUM test lab | II | 2020-06-07 | 2021-06-06 | EC JK | Closed |  | 灯座量规
EC2229 | 32 | Gauge for Lamphold |  |  | SH Lab | 51#7F-LUM test lab | II | 2020-06-07 | 2021-06-06 | EC JK | Closed |  | 灯座量规
EC2229 | 33 | Gauge for Lamphold |  |  | SH Lab | 51#7F-LUM test lab | II | 2020-07-22 | 2021-07-21 | EC JZ | Closed |  | 灯座量规
EC2229 | 34 | Gauge for Lamphold |  |  | SH Lab | 51#7F-LUM test lab | II | 2020-12-07 | 2021-12-06 | EC JZ | Closed |  | 灯座量规
EC2229 | 35 | Gauge for Lamphold |  |  | SH Lab | 51#7F-LUM test lab | II | 2020-07-25 | 2021-07-24 | EC JZ | Closed |  | 灯座量规
EC2229 | 36 | Gauge for Lamphold |  |  | SH Lab | 51#7F-LUM test lab | II | 2020-08-29 | 2021-08-28 | EC JZ | Closed |  | 灯座量规
EC2229 | 37 | Gauge for Lamphold |  |  | SH Lab | 51#7F-LUM test lab | II | 2020-08-29 | 2021-08-28 | EC JZ | Closed |  | 灯座量规
EC2229 | 38 | Gauge for Lamphold |  |  | SH Lab | 51#7F-LUM test lab | II | 2021-01-16 | 2022-01-15 | EC JK | Closed |  | 灯座量规
EC2229 | 39 | Gauge for Lamphold |  |  | SH Lab | 51#7F-LUM test lab | II | 2020-06-20 | 2021-06-19 | EC JK | Closed |  | 灯座量规
EC2229 | 4 | Gauge for Lamphold |  |  | SH Lab | 51#7F-LUM test lab | II | 2020-06-07 | 2021-06-06 | EC JK | Closed |  | 灯座量规
EC2229 | 40 | Gauge for Lamphold |  |  | SH Lab | 51#7F-LUM test lab | II | 2021-01-16 | 2022-01-15 | EC JK | Closed |  | 灯座量规
EC2229 | 41 | Gauge for Lamphold |  |  | SH Lab | 51#7F-LUM test lab | II | 2021-01-19 | 2022-01-18 | EC JZ | Closed |  | 灯座量规
EC2229 | 42 | Gauge for Lamphold |  |  | SH Lab | 51#7F-LUM test lab | II | 2021-02-16 | 2022-02-15 | ES AW | Closed |  | 灯座量规
EC2229 | 43 | Gauge for Lamphold |  |  | SH Lab | 51#7F-LUM test lab | II | 2021-04-18 | 2022-04-17 | EC JZ | Closed |  | 灯座量规
EC2229 | 44 | Gauge for Lamphold |  |  | SH Lab | 51#7F-LUM test lab | II | 2021-02-16 | 2022-02-15 | ES AW | Closed |  | 灯座量规
EC2229 | 45 | Gauge for Lamphold |  |  | SH Lab | 51#7F-LUM test lab | II | 2020-12-07 | 2021-12-06 | EC JZ | Closed |  | 灯座量规
EC2229 | 46 | Gauge for Lamphold |  |  | SH Lab | 51#7F-LUM test lab | II | 2020-06-10 | 2021-06-09 | EC JZ | Closed |  | 灯座量规
EC2229 | 47 | Gauge for Lamphold |  |  | SH Lab | 51#7F-LUM test lab | II | 2020-07-20 | 2021-07-19 | EC JZ | Closed | repairing | 灯座量规
EC2229 | 48 | Gauge for Lamphold |  |  | SH Lab | 51#7F-LUM test lab | II | 2020-07-04 | 2021-07-03 | EC JK | Closed |  | 灯座量规
EC2229 | 49 | Gauge for Lamphold |  |  | SH Lab | 51#7F-LUM test lab | II | 2021-01-20 | 2022-01-19 | EC JZ | Closed |  | 灯座量规
EC2229 | 5 | Gauge for Lamphold |  |  | SH Lab | 51#7F-LUM test lab | II | 2020-06-03 | 2021-06-02 | EC JK | Closed |  | 灯座量规
EC2229 | 50 | Gauge for Lamphold |  |  | SH Lab | 51#7F-LUM test lab | II | 2020-06-03 | 2021-06-02 | EC JK | Closed |  | 灯座量规
EC2229 | 55 | Gauge for Lamphold |  |  | SH Lab | 51#7F-LUM test lab | II | 2020-06-05 | 2021-06-04 | EC JZ | Closed |  | 灯座量规
EC2229 | 56 | Gauge for Lamphold |  |  | SH Lab | 51#7F-LUM test lab | II | 2020-06-05 | 2021-06-04 | EC JZ | Closed |  | 灯座量规
EC2229 | 57 | Gauge for Lamphold |  |  | SH Lab | 51#7F-LUM test lab | II | 2020-06-09 | 2021-06-08 | EC JK | Closed |  | 灯座量规
EC2229 | 58 | Gauge for Lamphold |  |  | SH Lab | 51#7F-LUM test lab | II | 2020-05-22 | 2021-05-21 | EC JZ | Closed |  | 灯座量规
EC2229 | 59 | Gauge for Lamphold |  |  | SH Lab | 51#7F-LUM test lab | II | 2020-08-15 | 2021-08-14 | ES AW | Closed |  | 灯座量规
EC2229 | 6 | Gauge for Lamphold |  |  | SH Lab | 51#7F-LUM test lab | II | 2020-06-03 | 2021-06-02 | EC JK | Closed |  | 灯座量规
EC2229 | 60 | Gauge for Lamphold |  |  | SH Lab | 51#7F-LUM test lab | II | 2020-08-15 | 2021-08-14 | ES AW | Closed |  | 灯座量规
EC2229 | 61 | Gauge for Lamphold |  |  | SH Lab | 51#7F-LUM test lab | II | 2020-05-22 | 2021-05-21 | EC JZ | Closed |  | 灯座量规
EC2229 | 62 | Gauge for Lamphold |  |  | SH Lab | 51#7F-LUM test lab | II | 2020-08-17 | 2021-08-16 | EC JZ | Closed |  | 灯座量规
EC2229 | 63 | Gauge for Lamphold |  |  | SH Lab | 51#7F-LUM test lab | II | 2020-09-13 | 2021-09-12 | EC JK | Closed |  | 灯座量规
EC2229 | 64 | Gauge for Lamphold |  |  | SH Lab | 51#7F-LUM test lab | II | 2020-08-18 | 2021-08-17 | EC JZ | Closed |  | 灯座量规
EC2229 | 65 | Gauge for Lamphold |  |  | SH Lab | 51#7F-LUM test lab | II | 2020-08-29 | 2021-08-28 | EC JZ | Closed |  | 灯座量规
EC2229 | 66 | Gauge for Lamphold |  |  | SH Lab | 51#7F-LUM test lab | II | 2020-08-03 | 2021-08-02 | EC JZ | Closed |  | 灯座量规
EC2229 | 67 | Gauge for Lamphold |  |  | SH Lab | 51#7F-LUM test lab | II | 2020-08-03 | 2021-08-02 | EC JZ | Closed |  | 灯座量规
EC2229 | 68 | Gauge for Lamphold |  |  | SH Lab | 51#7F-LUM test lab | II | 2020-08-03 | 2021-08-02 | EC JZ | Closed |  | 灯座量规
EC2229 | 69 | Gauge for Lamphold |  |  | SH Lab | 51#7F-LUM test lab | II | 2020-08-03 | 2021-08-02 | EC JZ | Closed |  | 灯座量规
EC2229 | 7 | Gauge for Lamphold |  |  | SH Lab | 51#7F-LUM test lab | II | 2020-06-03 | 2021-06-02 | EC JK | Closed |  | 灯座量规
EC2229 | 70 | Gauge for Lamphold |  |  | SH Lab | 51#7F-LUM test lab | II | 2020-08-03 | 2021-08-02 | EC JZ | Closed |  | 灯座量规
EC2229 | 71 | Gauge for Lamphold |  |  | SH Lab | 51#7F-LUM test lab | II | 2020-08-03 | 2021-08-02 | EC JZ | Closed |  | 灯座量规
EC2229 | 72 | Gauge for Lamphold |  |  | SH Lab | 51#7F-LUM test lab | I | 2021-01-12 | 2022-01-11 | SIMT | Closed |  | 灯座量规
EC2229 | 73 | Gauge for Lamphold |  |  | SH Lab | 51#7F-LUM test lab | I | 2021-01-12 | 2022-01-11 | SIMT | Closed |  | 灯座量规
EC2229 | 74 | Gauge for Lamphold |  |  | SH Lab | 51#7F-LUM test lab | I | 2021-01-12 | 2022-01-11 | SIMT | Closed |  | 灯座量规
EC2229 | 75 | Gauge for Lamphold |  |  | SH Lab | 51#7F-LUM test lab | I | 2021-01-12 | 2022-01-11 | SIMT | Closed |  | 灯座量规
EC2229 | 76 | Gauge for Lamphold |  |  | SH Lab | 51#7F-LUM test lab | II | 2021-01-20 | 2022-01-19 | EC JZ | Closed |  | 灯座量规
EC2229 | 77 | Gauge for Lamphold |  |  | SH Lab | 51#7F-LUM test lab | II | 2020-11-21 | 2021-11-20 | EC JZ | Closed |  | 灯座量规
EC2229 | 78 | Gauge for Lamphold |  |  | SH Lab | 51#7F-LUM test lab | II | 2021-03-09 | 2022-03-08 | EC JZ | Closed |  | 灯座量规
EC2229 | 79 | Gauge for Lamphold |  |  | SH Lab | 51#7F-LUM test lab | II | 2020-11-21 | 2021-11-20 | EC JZ | Closed |  | 灯座量规
EC2229 | 8 | Gauge for Lamphold |  |  | SH Lab | 51#7F-LUM test lab | II | 2020-06-06 | 2021-06-05 | EC JZ | Closed |  | 灯座量规
EC2229 | 80 | Gauge for Lamphold |  |  | SH Lab | 51#7F-LUM test lab | II | 2020-11-21 | 2021-11-20 | EC JZ | Closed |  | 灯座量规
EC2229 | 81 | Gauge for Lamphold |  |  | SH Lab | 51#7F-LUM test lab | II | 2020-11-21 | 2021-11-20 | EC JZ | Closed |  | 灯座量规
EC2229 | 82 | Gauge for Lamphold |  |  | SH Lab | 51#7F-LUM test lab | II | 2020-11-21 | 2021-11-20 | EC JZ | Closed |  | 灯座量规
EC2229 | 83 | Gauge for Lamphold |  |  | SH Lab | 51#7F-LUM test lab | II | 2020-11-21 | 2021-11-20 | EC JZ | Closed |  | 灯座量规
EC2229 | 84 | Gauge for Lamphold |  |  | SH Lab | 51#7F-LUM test lab | II | 2020-11-21 | 2021-11-20 | EC JZ | Closed |  | 灯座量规
EC2229 | 85 | Gauge for Lamphold |  |  | SH Lab | 51#7F-LUM test lab | II | 2020-11-21 | 2021-11-20 | EC JZ | Closed |  | 灯座量规
EC2229 | 86 | Gauge for Lamphold |  |  | SH Lab | 51#7F-LUM test lab | II | 2021-03-09 | 2022-03-08 | EC JZ | Closed | （Old one has be damage,new ) | 灯座量规
EC2229 | 87 | Gauge for Lamphold |  |  | SH Lab | 51#7F-LUM test lab | II | 2021-03-09 | 2022-03-08 | EC JZ | Closed | （Old one has be damage,new ) | 灯座量规
EC2229 | 88 | Gauge for Lamphold |  |  | SH Lab | 51#7F-LUM test lab | II | 2021-03-09 | 2022-03-08 | EC JZ | Closed | （Old one has be damage,new ) | 灯座量规
EC2229 | 89 | Gauge for Lamphold |  |  | SH Lab | 51#7F-LUM test lab | II | 2020-07-04 | 2021-07-03 | EC JZ | Closed |  | 灯座量规
EC2229 | 9 | Gauge for Lamphold |  |  | SH Lab | 51#7F-LUM test lab | II | 2020-05-22 | 2021-05-21 | EC JZ | Closed |  | 灯座量规
EC2229 | 90 | Gauge for Lamphold |  |  | SH Lab | 51#7F-LUM test lab | II | 2020-06-10 | 2021-06-09 | EC JZ | Closed |  | 灯座量规
EC2229 | 91 | Gauge for Lamphold |  |  | SH Lab | 51#7F-LUM test lab | II | 2020-11-21 | 2021-11-20 | EC JZ | Closed | used with EC2831 | 灯座量规
EC2229 | 93 | Gauge for Lamphold |  |  | SH Lab | 51#7F-LUM test lab | II | 2021-01-20 | 2022-01-19 | EC JZ | Closed |  | 灯座量规
EC2229 | 94 | Gauge for Lamphold |  |  | SH Lab | 51#7F-LUM test lab | II | 2021-01-20 | 2022-01-19 | EC JZ | Closed |  | 灯座量规
EC2229 | 95 | Gauge for Lamphold |  |  | SH Lab | 51#7F-LUM test lab | II | 2021-01-20 | 2022-01-19 | EC JZ | Closed |  | 灯座量规
EC2229 | 96 | Gauge for Lamphold |  |  | SH Lab | 51#7F-LUM test lab | II | 2021-01-20 | 2022-01-19 | EC JZ | Closed |  | 灯座量规
EC2229 | 97 | Gauge for Lamphold |  |  | SH Lab | 51#7F-LUM test lab | II | 2021-01-20 | 2022-01-19 | EC JZ | Closed |  | 灯座量规
EC2229 | 98 | Gauge for Lamphold |  |  | SH Lab | 51#7F-LUM test lab | II | 2021-01-20 | 2022-01-19 | EC JZ | Closed |  | 灯座量规
EC2229 | 99 | Gauge for Lamphold |  |  | SH Lab | 51#7F-LUM test lab | II | 2020-06-27 | 2021-06-26 | EC JK | Closed |  | 灯座量规
EC2230 |  | Test probe & test finger |  |  | SH Lab | 86#4F-Multimedia test lab | II | 2021-04-23 | 2022-04-22 | ES AW | Closed |  | 试验探棒
EC2234 |  | Variable Transformer |  |  | SH Lab | 85#5F-ACCE & LUM test lab | III | 2001-04-24 | — |  | Closed |  | 调压器
EC2235 |  | SS4280834 SE19a Operation Apparatus |  |  | SH Lab | 85#5F-Gauge room | II | 2021-03-10 | 2022-03-09 | EC JK | Closed |  | SS4280834 SE19a 操作设备
EC2237 |  | Air Compressors |  |  | SH Lab | 85#5F-ACCE & LUM test lab | III | 2000-11-15 | — |  | Closed |  | 空气压缩机
EC2238 |  | Clamp For Dynamometer |  |  | SH Lab | 86#1F-Tools & machinery test lab | III | 2001-04-06 | — |  | Closed |  | 测功机夹具
EC2242 |  | Slide-Wire Resistor |  |  | SH Lab | 85#5F-ACCE & LUM test lab | III | 2001-05-24 | — |  | Closed |  | 滑线变阻器
EC2244 |  | Variable Transformer |  |  | SH Lab | 85#5F-ACCE & LUM test lab | III | 2001-05-30 | — |  | Closed |  | 调压器
EC2249 |  | Push-pull scale |  | 102506 | SH Lab | 51#7F-LUM test lab | I | 2020-06-03 | 2021-06-02 | JSMI | Closed |  | 推拉力计
EC2254 |  | Emc Analyzer |  | US40240228 | SH Lab | 86#4F-EMC test lab | I | 2020-07-09 | 2021-07-08 | SIMT | Closed | reference level:out of tolerance | Emc 分析仪
EC2255 |  | Infrared Photoelectric Converter |  |  | SH Lab | 86#1F-Tools & machinery test lab | III | 2001-07-09 | — |  | Closed | See EC2331 | 红外光电转换器
EC2256 |  | Insertion Probe for Lighting Chains |  |  | SH Lab | 51#7F-LUM test lab | II | 2020-07-21 | 2021-07-20 | EC JK | Closed |  | 绳灯插入试验探棒
EC2257 |  | Apparatus for winding a flexible pipe |  |  | SH Lab | 86#1F-General test lab | III | 2001-07-06 | — |  | Closed |  | 绳灯弯曲试验装置
EC2259 |  | AC Linear Power Source |  |  | SH Lab | 51#7F-CM test lab | III | 2001-08-13 | — |  | Closed |  | 交流稳压电源
EC2261 |  | Data Acquisition/Switch Unit |  |  | SH Lab | 51#7F-LUM test lab | II | 2020-08-10 | 2021-08-09 | ES AW | Closed | Agilent BenchLink Data Logger 3版本4.2.00 | 数据采集仪
EC2269 |  | Test Corner |  |  | SH Lab | 86#4F-Multimedia test lab | III | 2001-08-20 | — |  | Closed |  | 试验角
EC2273 |  | DC Linear Power Source |  |  | SH Lab | 85#5F-ACCE & LUM test lab | III | 2001-07-28 | — |  | Closed |  | 直流稳压电源
EC2274 |  | Air Compressors |  |  | SH Lab | 86#1F-Tools & machinery test lab | III | 2001-08-20 | — |  | Closed |  | 空气压缩机
EC2276 |  | AC Load |  |  | CN FAC | 86#4F-Calibration room | III | 2001-08-20 | — |  | Closed |  | 开关电寿命试验用AC负载箱
EC2278 |  | AC Digital Power Meter |  |  | SH Lab | 86#3F-Home appliance test lab | II | 2020-09-05 | 2021-09-04 | EC JK | Closed | AC | 数字交流功率表
EC2279 |  | AC Digital Power Meter |  |  | SH Lab | 86#3F-Heating & motor test lab | II | 2020-09-05 | 2021-09-04 | EC JK | Closed |  | 数字交流功率表
EC2282 |  | AC/DC Digital Power Meter |  |  | SH Lab | 85#5F-ACCE & LUM test lab | II | 2020-09-22 | 2021-09-21 | EC JK | Closed |  | 数字交直流功率表
EC2284 |  | AC/DC Digital Power Meter |  |  | SH Lab | 86#3F-Heating & motor test lab | II | 2020-09-18 | 2021-09-17 | EC JK | Closed | AC | 数字交直流功率表
EC2285 |  | Reel Machine for vacuum cleaner |  |  | SH Lab | 86#1F-General test lab | II | 2020-12-01 | 2021-11-30 | ES AW | Closed |  | 真空吸尘器拉伸试验台
EC2286 |  | Test probe |  |  | SH Lab | 51#7F-LUM test lab | II | 2020-05-25 | 2021-05-24 | EC JZ | Closed |  | IEC61010试验探棒
EC2287 |  | Test probe |  |  | SH Lab | 51#7F-LUM test lab | II | 2020-05-25 | 2021-05-24 | EC JZ | Closed |  | IEC61010试验探棒
EC2288 |  | Impact Header |  |  | SH Lab | 86#3F-Construction test lab (Ⅱ) | II | 2020-06-30 | 2021-06-29 | ES AW | Closed |  | 冲击头
EC2291 |  | Apparatus for testing plug cover fix screws |  |  | SH Lab | 85#5F-Gauge room | III | 2001-08-15 | — |  | Closed |  | 插座螺丝安装孔试验装置
EC2292 |  | Steel plate |  |  | SH Lab | 85#5F-Gauge room | II | 2020-09-08 | 2021-09-07 | EC JZ | Closed |  | 套板
EC2294 |  | Test apparatus for temperature rise test |  |  | SH Lab | 85#5F-ACCE & LUM test lab | III | 2001-08-15 | — |  | Closed |  | 温升试验用装置
EC2294 | 1 | Gauge(BS1363 PART1 FIG.17b) |  |  | SH ACCE | 85#5F-ACCE & LUM test lab | II | 2021-02-21 | 2022-02-20 | ES AW | Closed |  | Gauge(BS1363 PART1 FIG.17b)
EC2295 |  | Test apparatus for temperature rise test |  |  | SH Lab | 85#5F-Gauge room | III | 2001-08-15 | — |  | Closed |  | 温升试验用装置
EC2295 | 1 | Gauge(BS1363 PART1 FIG.17b) |  |  | SH ACCE | 85#5F-ACCE & LUM test lab | II | 2021-02-21 | 2022-02-20 | ES AW | Closed |  | Gauge(BS1363 PART1 FIG.17b)
EC2296 |  | Test apparatus for temperature rise test |  |  | SH Lab | 85#5F-Gauge room | III | 2001-08-15 | — |  | Closed |  | 温升试验用装置
EC2296 | 1 | Gauge(BS1363 PART1 FIG.17b) |  |  | SH ACCE | 85#5F-ACCE & LUM test lab | II | 2021-02-21 | 2022-02-20 | ES AW | Closed |  | Gauge(BS1363 PART1 FIG.17b)
EC2297 |  | Apparatus for abrasion test on insulating sleeves of plug pins |  |  | SH ACCE | 85#5F-ACCE & LUM test lab | II | 2021-03-07 | 2022-03-06 | ES AW | Closed |  | 插头磨损试验装置
EC2297 | 1 | One-Dimensional Universal Translation Trolley By Electric Control |  |  | SH ACCE | 85#5F-ACCE & LUM test lab | II | 2021-03-07 | 2022-03-06 | ES AW | Closed |  | 一维普及型电控平移台
EC2298 |  | Test pin |  |  | SH Lab | 85#5F-Gauge room | II | 2020-11-02 | 2021-11-01 | EC JZ | Closed |  | 试验销
EC2301 |  | Slide-Wire Resistor |  |  | SH Lab | 86#1F-Garden tools test lab (Ⅰ) | III | 2001-09-12 | — |  | Closed |  | 滑线变阻器
EC2302 |  | Slide-Wire Resistor |  |  | SH Lab | 86#1F-Garden tools test lab (Ⅰ) | III | 2001-09-12 | — |  | Closed |  | 滑线变阻器
EC2303 |  | Slide-Wire Resistor |  |  | SH Lab | 85#5F-ACCE & LUM test lab | III | 2001-09-12 | — |  | Closed |  | 滑线变阻器
EC2304 |  | Slide-Wire Resistor |  |  | SH Lab | 86#2F-Power supply test lab | III | 2001-09-12 | — |  | Closed |  | 滑线变阻器
EC2305 |  | Test chain |  |  | SH Lab | 85#5F-Gauge room | III | 2001-09-10 | — |  | Closed |  | 试验链
EC2306 |  | Axis numerical value controller |  |  | SH Lab | 86#1F-Garden tools test lab (Ⅰ) | II | 2020-10-09 | 2021-10-08 | ES AW | Closed |  | 两轴数值控制器
EC2306 | 1 | Counter | ZYC03 |  | SH Lab | 86#1F-General test lab | I | 2020-10-09 | 2021-10-08 | SETRI | Closed |  | 计数器
EC2307 | 2 | Dynamometer |  | 1G710204 | SH Lab | 86#1F-Tools & machinery test lab | I | 2020-06-19 | 2021-06-18 | STIEA | Closed |  | 测功机扭矩传感器HD-710-8NA-4446
EC2308 |  | Variable Transformer |  |  | SH Lab | 86#2F-Power supply test lab | III | 2001-09-16 | — |  | Closed |  | 调压器
EC2309 |  | Variable Transformer |  |  | SH Lab | 86#2F-Power supply test lab | III | 2001-09-16 | — |  | Closed |  | 调压器
EC2312 |  | Delayed device for switch endurance test |  |  | SH Lab | 86#1F-General test lab | II | 2020-12-01 | 2021-11-30 | ES AW | Closed |  | 开关耐久性延迟设备
EC2313 |  | Delayed device for switch endurance test |  |  | SH Lab | 86#1F-General test lab | II | 2020-12-01 | 2021-11-30 | ES AW | Closed |  | 开关耐久性延迟设备
EC2314 |  | Delayed device for switch endurance test |  |  | SH Lab | 86#1F-General test lab | II | 2020-12-01 | 2021-11-30 | ES AW | Closed |  | 开关耐久性延迟设备
EC2316 |  | Gauge |  |  | CN FAC | 86#4F-Calibration room | I | 2020-11-10 | 2021-11-09 | SIMT | Closed | calibrating | 10mm 量块
EC2317 |  | Apparatus for pressure test at high temperature |  |  | SH Lab | 85#5F-ACCE & LUM test lab | II | 2020-09-09 | 2021-09-08 | EC JK | Closed |  | 高温压缩试验装置
EC2321 |  | Isolating Transformer |  |  | SH Lab | 86#4F-Multimedia test lab | III | 2001-11-01 | — |  | Closed |  | 隔离变压器
EC2323 |  | Temperature and Humidity Recorder |  | 16193 | CN FAC | 86#4F-Calibration room | I | 2020-07-30 | 2021-07-29 | JSMI | Closed | calibrating | 温湿度记录仪
EC2324 |  | Universal Tools Microscope |  | 1068 | CN FAC | 86#4F-Calibration room | I | 2020-10-23 | 2021-10-22 | SIMT | Closed |  | 万用工具显微镜
EC2324 | 1 | Universal Tools Microscope | 新改造机型CCD |  | CN FAC | 86#4F-Calibration room | III | 2012-12-04 | — | ES AW | Closed |  | 万用工具显微镜
EC2324 | 4 | Micrometer |  |  | CN FAC | 86#4F-Calibration room | III | 2007-05-08 | — | ES JH | Closed |  | 杠杆千分表
EC2324 | 5 | Optical circular dividing table |  |  | CN FAC | 86#4F-Calibration room | I | 2020-10-23 | 2021-10-22 | SIMT | Closed |  | 光学分度台
EC2325 |  | Slide-Wire Resistor |  |  | SH Lab | 86#1F-Tools & machinery test lab | III | 2001-11-16 | — |  | Closed |  | 滑线变阻器
EC2326 |  | AC Hi-Pot tester |  | 90017 | SH Lab | 86#1F-Tools & machinery test lab | I | 2020-05-14 | 2021-05-13 | JSMI | Closed |  | 交流耐压仪
EC2327 |  | Apparatus for switch endurance test |  |  | CN FAC | 86#4F-Calibration room | III | 2001-11-09 | — |  | Closed | Accessory of EC2306 | 开关耐久性测试设备
EC2330 |  | Apparatus for checking security of lampholder contacts |  |  | SH Lab | 51#7F-LUM test lab | II | 2020-11-07 | 2021-11-06 | ES AW | Closed |  | 检查灯座接触安全用装置
EC2331 |  | The measuring apparatus for PT brake-time |  |  | SH Lab | 86#1F-Garden tools test lab (Ⅰ) | III | 2001-12-05 | — |  | Closed |  | 电动工具制动时间测量设备
EC2333 |  | Metallic support for electrical iron |  |  | SH Lab | 86#3F-Construction test lab (Ⅱ) | III | 2000-06-10 | — |  | Closed | Scrap | 电熨斗支架
EC2334 |  | Mounting box for flash-type transformer |  |  | SH Lab | 86#2F-Power supply test lab | III | 2001-01-15 | — |  | Closed |  | Flash型变压器用固定盒
EC2335 |  | Mounting box for flash-type transformer |  |  | SH Lab | 86#2F-Power supply test lab | III | 2001-01-15 | — |  | Closed |  | Flash型变压器用固定盒
EC2336 |  | Mounting box for flash-type transformer |  |  | SH Lab | 86#2F-Power supply test lab | III | 2001-01-15 | — |  | Closed |  | Flash型变压器用固定盒
EC2337 |  | Apparatus for pressure test |  |  | SH Lab | 85#5F-Gauge room | II | 2021-01-12 | 2022-01-11 | EC JK | Closed |  | 压力测试装置
EC2337 | 2 | Test Plane |  |  | SH Lab | 85#5F-Gauge room | II | 2021-01-12 | 2022-01-11 | EC JK | Closed |  | Test Plane
EC2337 | 301 | Steel Plate |  |  | SH Lab | 85#5F-Gauge room | II | 2021-01-12 | 2022-01-11 | EC JK | Closed |  | 压力测试装置
EC2337 | 302 | Steel Plate |  |  | SH Lab | 85#5F-Gauge room | II | 2021-01-12 | 2022-01-11 | EC JK | Closed |  | 压力测试装置
EC2337 | 4 | Steel plate |  |  | SH Lab | 85#5F-Gauge room | II | 2021-01-12 | 2022-01-11 | EC JK | Closed |  | 压力测试装置
EC2338 |  | Signal generator |  | 100435 | SH Lab | 86#4F-EMC test lab | I | 2020-11-11 | 2021-11-10 | SIMT | Closed | ADT CS Test Workbench V 7.4.00 | 信号发生器
EC2344 |  | Test Corner |  |  | SH Lab | 86#3F-Home appliance test lab | III | 2002-01-09 | — |  | Closed |  | 试验角
EC2345 |  | Test Corner |  |  | SH Lab | 85#5F-ACCE & LUM test lab | III | 2002-01-09 | — |  | Closed |  | 试验角
EC2346 |  | Test Finger |  |  | SH Lab | 51#7F-LUM test lab | II | 2020-05-17 | 2021-05-16 | ES AW | Closed |  | 试验指
EC2347 |  | Test Finger |  |  | SH Lab | 86#1F-Garden tools test lab (Ⅰ) | II | 2021-02-14 | 2022-02-13 | EC JK | Closed |  | 试验指
EC2349 |  | Variable Transformer |  |  | SH Lab | 86#1F-Garden tools test lab (Ⅰ) | III | 2002-01-18 | — |  | Closed |  | 调压器
EC2350 |  | Variable Transformer |  |  | SH Lab | 86#1F-Endurance test lab | III | 2002-01-18 | — |  | Closed |  | 调压器
EC2351 |  | Variable Transformer |  |  | SH Lab | 86#1F-Garden tools test lab (Ⅰ) | III | 2002-01-18 | — |  | Closed |  | 调压器
EC2352 |  | AC Load |  |  | SH Lab | 85#5F-ACCE & LUM test lab | III | 2002-01-20 | — |  | Closed |  | 开关电寿命试验用AC负载箱
EC2353 |  | AC Load |  |  | SH Lab | 85#5F-ACCE & LUM test lab | III | 2002-01-20 | — |  | Closed |  | 开关电寿命试验用AC负载箱
EC2357 |  | Thermometer |  | 79660084 | SH Lab | 51#7F-LUM test lab | II | 2021-01-07 | 2022-01-06 | ES AW | Closed |  | 点温计
EC2361 |  | Digital Caliper |  | 1111553 | SH Lab | 86#2F-Power supply test lab | I | 2021-03-24 | 2022-03-23 | SQI | Closed |  | 电子数显卡尺
EC2362 |  | Digital Caliper |  | 7-70466 | CN FAC | 86#4F-Calibration room | I | 2021-03-18 | 2022-03-17 | JSMI | Closed |  | 电子数显卡尺
EC2363 |  | Apparatus for air water cold chiller |  |  | SH Lab | 86#3F-Home appliance test lab | III | 2001-11-09 | — |  | Closed |  | 冷水机组
EC2365 |  | Data Acquisition/Switch Unit |  |  | CN FAC | 86#4F-Calibration room | II | 2021-01-17 | 2022-01-16 | ES AW | Closed | Agilent BenchLink Data Logger 3版本4.2.00 | 数据采集仪
EC2367 |  | Variable Transformer |  |  | SH Lab | 86#4F-Multimedia test lab | III | 2001-09-16 | — |  | Closed |  | 调压器
EC2369 |  | Test Finger |  |  | SH Lab | 86#4F-Multimedia test lab | II | 2021-01-20 | 2022-01-19 | EC JK | Closed |  | 试验指
EC2370 |  | Test Finger |  |  | SH Lab | 85#5F-Gauge room | II | 2021-01-20 | 2022-01-19 | EC JK | Closed |  | 试验指
EC2372 |  | Weight |  |  | SH Lab | 86#3F-Construction test lab (Ⅱ) | II | 2021-03-07 | 2022-03-06 | ES AW | Closed |  | 砝码
EC2374 |  | Feeding Bottle |  |  | SH Lab | 86#3F-Construction test lab (Ⅱ) | III | 2002-03-12 | — |  | Closed |  | 哺乳瓶
EC2375 |  | Pendulum |  |  | SH Lab | 86#1F-Endurance test lab | II | 2021-03-07 | 2022-03-06 | ES AW | Closed |  | 摆锤
EC2376 |  | Pendulum |  |  | SH Lab | 86#1F-Garden tools test lab (Ⅰ) | II | 2021-03-14 | 2022-03-13 | EC JK | Closed |  | 摆锤
EC2377 |  | Variable Inductor |  |  | SH Lab | 86#1F-Garden tools test lab (Ⅰ) | III | 2002-03-19 | — |  | Closed |  | 开关耐久性测试用可调电抗器
EC2378 |  | Variable Inductor |  |  | SH Lab | 86#1F-Garden tools test lab (Ⅰ) | III | 2002-03-19 | — |  | Closed |  | 开关耐久性测试用可调电抗器
EC2379 |  | Variable Inductor |  |  | SH Lab | 86#1F-Garden tools test lab (Ⅰ) | III | 2002-03-19 | — |  | Closed |  | 开关耐久性测试用可调电抗器
EC2380 |  | Sand Bag |  |  | SH Lab | 86#1F-Garden tools test lab (Ⅰ) | III | 2002-03-21 | — |  | Closed |  | 沙袋
EC2381 |  | Gauge |  |  | SH Lab | 85#5F-Gauge room | II | 2021-02-24 | 2022-02-23 | ES AW | Closed |  | 量规 5107
EC2383 |  | Steel Ball |  |  | SH Lab | 86#3F-Home appliance test lab | II | 2021-03-07 | 2022-03-06 | EC JK | Closed |  | Φ75mm钢球
EC2384 |  | Wooden sphere |  |  | SH Lab | 86#3F-Home appliance test lab | II | 2021-04-06 | 2022-04-05 | EC JK | Closed |  | Φ200mm暗黑木球
EC2385 |  | Apparatus for spillage test |  |  | SH Lab | 86#3F-Home appliance test lab | II | 2021-04-05 | 2022-04-04 | ES AW | Closed |  | 溢水测试装置
EC2386 |  | Dielectric Strength Tester |  |  | SH Lab | 86#4F-Multimedia test lab | II | 2021-04-05 | 2022-04-04 | EC JK | Closed |  | 绝缘强度测试装置
EC2387 |  | Leakage Current Filter |  |  | SH Lab | 51#7F-LUM test lab | III | 2002-02-05 | — |  | Closed |  | 泄漏电流测试盒
EC2396 |  | Leakage Current Filter |  |  | SH Lab | 51#7F-LUM test lab | III | 2002-02-05 | — |  | Closed |  | 泄漏电流测试盒
EC2397 |  | CAP Discharge Box |  |  | SH Lab | 85#5F-ACCE & LUM test lab | III | 2002-02-05 | — | ES JH | Closed |  | 放电试验开关
EC2400 |  | Switch Box for Leakage Current Filter |  |  | SH Lab | 86#1F-Tools & machinery test lab | III | 2002-04-02 | — |  | Closed |  | 泄露电流用开关盒
EC2401 |  | Test corner |  |  | SH Lab | 85#5F-ACCE & LUM test lab | III | 2002-04-02 | — |  | Closed |  | 试验角
EC2402 |  | Test rod |  |  | SH Lab | 86#3F-Construction test lab (Ⅱ) | II | 2021-03-07 | 2022-03-06 | EC JK | Closed |  | 铁棒
EC2403 |  | Test rod |  |  | SH Lab | 86#1F-Tools & machinery test lab | II | 2021-03-09 | 2022-03-08 | EC JK | Closed |  | Φ3mm铁棒
EC2405 |  | Switch Box for Leakage Current Filter |  |  | SH Lab | 86#3F-Construction test lab (Ⅱ) | III | 2002-04-02 | — |  | Closed |  | 泄露电流用开关盒
EC2406 | 5 | Pressure Meter |  |  | SH Lab | 86#3F-Heating & motor test lab | I | 2020-06-04 | 2021-06-03 | JSMI | Closed |  | 压力表
EC2408 |  | Plate for Endurance Apparatus for sander |  |  | SH Lab | 86#1F-Tools & machinery test lab | III | 2008-02-15 | — | ES LWF | Closed |  | 磨沙机耐久性测试板
EC2409 | 1 | resistance | 500欧 |  | SH Lab | 86#3F-Home appliance test lab | II | 2020-10-08 | 2021-10-07 | EC JK | Closed |  | 电阻
EC2410 |  | Test rod |  |  | SH Lab | 86#3F-Heating & motor test lab | II | 2021-04-05 | 2022-04-04 | EC JK | Closed |  | Φ75mm试验棒
EC2413 |  | Tumbling barrel tester |  |  | SH Lab | 86#2F-Power supply test lab | II | 2021-01-13 | 2022-01-12 | ES AW | Closed |  | 滚筒试验机
EC2414 |  | Φ152mmTest box for Lampholder temperature rise |  |  | SH Lab | 85#5F-ACCE & LUM test lab | III | 2001-03-06 | — |  | Closed |  | Φ152mm灯座温升试验盒
EC2415 |  | Isolating Transformer |  |  | SH Lab | 85#5F-ACCE & LUM test lab | III | 2002-04-12 | — |  | Closed |  | 隔离变压器
EC2417 |  | Apparatus for short current test of batteries |  |  | SH Lab | 85#5F-ACCE & LUM test lab | III | 2002-04-12 | — |  | Closed |  | 电池短路测试设备
EC2418 |  | Test rod |  |  | SH Lab | 86#1F-Garden tools test lab (Ⅰ) | II | 2021-04-19 | 2022-04-18 | ES AW | Closed |  | 测试棒
EC2420 |  | Angle gauge |  | 95381 | CN FAC | 86#4F-Calibration room | I | 2020-05-08 | 2021-05-07 | SIMT | Closed |  | 角度块
EC2421 |  | Gauge |  | 96614 | CN FAC | 86#4F-Calibration room | I | 2020-05-04 | 2021-05-03 | SIMT | Closed |  | 量块
EC2424 |  | Pendulum |  |  | SH Lab | 86#1F-Tools & machinery test lab | II | 2021-04-05 | 2022-04-04 | ES AW | Closed |  | 摆锤
EC2425 |  | Resistor |  |  | SH Lab | 86#2F-Power supply test lab | III | 2002-04-28 | — |  | Closed |  | 蓄电池测试用电阻
EC2426 |  | Test fingernail |  |  | SH Lab | 86#3F-Home appliance test lab | II | 2021-04-05 | 2022-04-04 | EC JK | Closed |  | 试验指甲
EC2427 |  | Metal-wire Guard |  |  | SH Lab | 86#3F-Construction test lab (Ⅱ) | II | 2020-06-03 | 2021-06-02 | EC JZ | Closed |  | 金属丝防护罩
EC2428 |  | Pulley with 200N weight |  |  | SH Lab | 86#3F-Heating & motor test lab | II | 2020-05-16 | 2021-05-15 | ES AW | Closed |  | 带200N砝码的滑轮
EC2429 |  | Gauge |  |  | SH Lab | 85#5F-Gauge room | II | 2020-05-08 | 2021-05-07 | EC JZ | Closed |  | 最小插拔力检查用量规
EC2430 |  | Test corner |  |  | SH Lab | 86#3F-Home appliance test lab | III | 2002-05-09 | — |  | Closed |  | 试验角
EC2433 |  | Test corner |  |  | SH Lab | 86#2F-Power supply test lab | III | 2002-05-09 | — |  | Closed |  | 试验角
EC2434 |  | Test corner |  |  | SH Lab | 85#5F-ACCE & LUM test lab | III | 2002-05-09 | — |  | Closed |  | 试验角
EC2435 |  | Test corner |  |  | SH Lab | 85#5F-ACCE & LUM test lab | III | 2002-05-09 | — |  | Closed |  | 试验角
EC2439 |  | Arc -ignition tester |  |  | SH Lab | 86#1F-Tools & machinery test lab | III | 2002-05-15 | — |  | Closed |  | 弧形点火测试仪
EC2440 |  | Single axis numerical value controller |  |  | SH Lab | 86#1F-Garden tools test lab (Ⅰ) | III | 2002-05-16 | — |  | Closed |  | 单轴数值控制器
EC2441 |  | Single axis numerical value controller |  |  | SH Lab | 86#1F-Garden tools test lab (Ⅰ) | III | 2002-05-16 | — |  | Closed |  | 单轴数值控制器
EC2442 |  | Variable Transformer |  |  | SH Lab | 86#3F-Home appliance test lab | III | 2002-04-12 | — |  | Closed |  | 调压器
EC2443 |  | Variable Transformer |  |  | SH Lab | 86#4F-Multimedia test lab | III | 2002-04-12 | — |  | Closed |  | 调压器
EC2445 |  | Charcoal Tray |  |  | SH Lab | 86#3F-Home appliance test lab | II | 2020-05-19 | 2021-05-18 | EC JZ | Closed |  | 碳盆
EC2450 |  | Data Acquisition/Switch Unit |  |  | SH Lab | 86#3F-Home appliance test lab | II | 2020-08-03 | 2021-08-02 | ES AW | Closed | Agilent BenchLink Data Logger 3版本4.2.00 | 数据采集仪
EC2456 |  | Insulation resistance meter |  | 21601 | SH Lab | 86#2F-Construction test lab(Ⅰ) | I | 2020-06-12 | 2021-06-11 | JSMI | Closed | repairing | 绝缘电阻表
EC2457 |  | AC Digital Power Meter |  | 870010000 | SH Lab | 86#1F-General test lab | II | 2020-12-06 | 2021-12-05 | EC JK | Closed | AC | 数字交流功率表
EC2459 |  | 3-Axise Fixture |  |  | SH Lab | 86#1F-General test lab | III | 2002-06-13 | — |  | Closed |  | 3轴多用测试装置
EC2461 |  | Digital scale |  | LE44715 | SH Lab | 86#4F-Multimedia test lab | I | 2021-01-14 | 2022-01-13 | JSMI | Closed |  | 电子秤
EC2464 |  | Solder bath |  |  | SH Lab | 85#5F-Gauge room | II | 2020-08-30 | 2021-08-29 | EC JK | Closed |  | 恒温熔炉
EC2467 |  | Resistor |  |  | CN FAC | 86#4F-Facility fixing room | III | 2002-07-02 | — |  | Closed |  | 校准用电阻
EC2468 |  | Pressure Testing Pump |  | 4006 | SH Lab | 86#3F-Cooking & HVAC test lab | III | 2002-07-03 | — |  | Closed |  | 试压泵
EC2468 | 1 | Pressure Meter |  |  | SH Lab | 86#3F-Home appliance test lab | I | 2015-05-29 | 2016-05-28 | SQI | Calibrating | 用来替换 EC 2468-1 和 EC 2468-5 因计量超差而报废的两个 | 指针式压力表
EC2468 | 5 | Pressure meter |  | 604449 | SH Lab | 86#3F-Cooking & HVAC test lab | I | 2020-04-29 | 2021-04-28 | JSMI | Calibrating |  | 压力表
EC2468 | 5 | Pressure Meter |  |  | SH Lab | 86#3F-Home appliance test lab | I | 2020-04-29 | 2021-04-28 | JSMI | Calibrating | 用来替换 EC 2468-1 和 EC 2468-5 因计量超差而报废的两个 | 指针式压力表
EC2468 | 8 | Pressure meter |  | 504391 | SH Lab | 86#3F-Cooking & HVAC test lab | I | 2020-04-29 | 2021-04-28 | JSMI | Calibrating |  | 压力表
EC2469 |  | Soldering Tool |  |  | SH Lab | 85#5F-Gauge room | II | 2020-08-30 | 2021-08-29 | EC JK | Closed |  | 焊接工具
EC2471 | 1 | Plug gauge “A” for checking maximum insertion force and maximum withdraw force in lampholders G23 |  |  | SH Lab | 51#7F-LUM test lab | II | 2020-06-23 | 2021-06-22 | EC JK | Closed |  | 灯座量规
EC2471 | 2 | Plug gauge “B” for checking maximum insertion force in lampholder |  |  | SH Lab | 51#7F-LUM test lab | II | 2020-06-23 | 2021-06-22 | EC JK | Closed |  | 灯座量规
EC2471 | 3 | Plug gauge “C”for checking minimum retention force in lampholders G23 |  |  | SH Lab | 51#7F-LUM test lab | II | 2020-06-23 | 2021-06-22 | EC JK | Closed |  | 灯座量规
EC2471 | 4 | Gauge for lampholder |  |  | SH Lab | 51#7F-LUM test lab | II | 2020-06-23 | 2021-06-22 | EC JK | Closed |  | 灯座量规
EC2471 | 5 | Gauge for lampholder |  |  | SH Lab | 51#7F-LUM test lab | II | 2020-06-23 | 2021-06-22 | EC JK | Closed |  | 灯座量规
EC2471 | 6 | Gauge for Lamphold |  |  | SH Lab | 51#7F-LUM test lab | II | 2020-06-23 | 2021-06-22 | EC JK | Closed |  | 灯座量规
EC2474 |  | Digital scale |  | SAW58748 | SH Lab | 86#1F-General test lab | I | 2020-07-07 | 2021-07-06 | JSMI | Closed |  | 电子秤
EC2476 |  | AC High Voltage/Insulation Resistance Tester |  | 9008 | SH Lab | 85#5F-ACCE & LUM test lab | I | 2020-07-07 | 2021-07-06 | JSMI | Closed |  | 耐电压/绝缘阻抗测试仪
EC2477 |  | Resistor |  |  | SH Lab | 86#2F-Power supply test lab | III | 2002-07-10 | — |  | Closed |  | 校准用电阻
EC2478 |  | Resistor |  |  | CN FAC | 86#4F-Facility fixing room | III | 2002-07-10 | — |  | Closed |  | 校准用电阻
EC2480 |  | Gauge |  |  | SH Lab | 51#7F-LUM test lab | II | 2020-07-14 | 2021-07-13 | ES AW | Closed |  | 检查灯座螺纹位置用量规
EC2481 |  | Mounting device for the impact test |  |  | SH Lab | 85#5F-Gauge room | II | 2020-07-18 | 2021-07-17 | EC JK | Closed |  | 冲击测试支架
EC2482 |  | Apparatus Impact test for free-standing control |  |  | SH Lab | 85#5F-ACCE & LUM test lab | III | 2002-07-22 | — | ES JH | Closed |  | 立式控制器冲击试验装置
EC2483 |  | Steel plate |  |  | SH Lab | 86#2F-Power supply test lab | III | 2002-07-22 | — |  | Closed |  | 跌落测试钢板
EC2484 |  | Test Corner |  |  | SH Lab | 86#4F-Multimedia test lab | III | 2002-07-23 | — |  | Closed |  | 试验角
EC2486 |  | Apparatus for testing the abrasion resistance of current-carrying hoses |  |  | SH Lab | 86#1F-General test lab | III | 2002-07-05 | — | ES JH | Closed |  | 载流软管抗磨损测试装置
EC2486 | 2 | Weight |  |  | SH Lab | 86#1F-General test lab | II | 2020-07-28 | 2021-07-27 | EC JK | Closed |  | 载流软管抗磨损测试装置
EC2487 |  | Apparatus for testing the resistance to flexing of current-carrying hoses |  |  | SH Lab | 86#1F-General test lab | III | 2002-07-05 | — | ES JH | Closed |  | 载流软管抗弯折力测试装置
EC2487 | 4 | Weight |  |  | SH Lab | 86#1F-General test lab | III | 2015-07-28 | — | ES CZ | Closed |  | 载流软管抗弯折力测试装置
EC2488 |  | Fixture for Endurance test for the connection contact of cordless kettle |  |  | SH Lab | 86#1F-General test lab | III | 2002-07-05 | — |  | Closed |  | 无绳壶耐久测试用夹具
EC2490 |  | Apparatus for temperature rising test of flush-type socket-outlet |  |  | SH Lab | 85#5F-ACCE & LUM test lab | III | 2002-07-05 | — |  | Closed |  | 嵌入式插座温升试验装置
EC2492 |  | Horizontal Reciprocating Test Apparatus |  |  | SH Lab | 86#1F-General test lab | II | 2020-09-09 | 2021-09-08 | EC JK | Closed |  | 水平往复测试装置
EC2493 |  | Apparatus for testing durability of markings on rating labels |  |  | SH Lab | 85#5F-Gauge room | III | 2002-08-02 | — |  | Closed |  | 测试额定值标签标记的耐久性设备
EC2494 |  | DC Power Box |  |  | SH Lab | 85#5F-ACCE & LUM test lab | III | 2002-08-05 | — |  | Closed |  | 直流电源盒
EC2495 |  | Three-pin test plug |  |  | SH Lab | 85#5F-Gauge room | II | 2020-07-28 | 2021-07-27 | EC JK | Closed |  | 三脚测试插头
EC2504 |  | Single-Pin test plug |  |  | SH Lab | 85#5F-Gauge room | II | 2020-08-08 | 2021-08-07 | ES AW | Closed |  | 单脚测试插头
EC2505 |  | Hardwood Board |  |  | SH Lab | 86#3F-Training equipment test lab | III | 2000-05-15 | — |  | Closed |  | 硬木板
EC2507 |  | Fixture with steel-wire driving for switch endurance test |  |  | SH Lab | 86#3F-Home appliance test lab | III | 2002-08-01 | — |  | Closed |  | 开关耐久性测试用钢丝 驱动器支架
EC2508 |  | Sand Bag |  |  | SH Lab | 85#5F-ACCE & LUM test lab | III | 2002-08-20 | — |  | Closed |  | 沙袋
EC2509 |  | Probe for measuring surface temperature |  |  | SH Lab | 86#3F-Construction test lab (Ⅱ) | II | 2020-08-11 | 2021-08-10 | EC JK | Closed |  | 测量表面温度用探针
EC2511 |  | 12 Way Type K Selector Unit |  |  | SH Lab | 86#3F-Heating & motor test lab | III | 2002-08-27 | — |  | Closed |  | 12路K型选择器
EC2512 |  | 12 Way Type K Selector Unit |  |  | SH Lab | 85#5F-ACCE & LUM test lab | III | 2002-08-27 | — |  | Closed |  | 12路K型选择器
EC2513 |  | 12 Way Type K Selector Unit |  |  | SH Lab | 86#1F-Tools & machinery test lab | III | 2002-08-27 | — |  | Closed |  | 12路K型选择器
EC2514 |  | 12 Way Type K Selector Unit |  |  | SH Lab | 86#4F-Multimedia test lab | III | 2002-08-27 | — |  | Closed |  | 12路K型选择器
EC2515 |  | 12 Way Type K Selector Unit |  |  | SH Lab | 86#4F-EMC test lab | III | 2002-08-27 | — |  | Closed |  | 12路K型选择器
EC2516 |  | 12 Way Type K Selector Unit |  |  | SH Lab | 85#5F-ACCE & LUM test lab | III | 2002-08-27 | — |  | Closed |  | 12路K型选择器
EC2517 |  | 12 Way Type K Selector Unit |  |  | CN FAC | 86#4F-Facility fixing room | III | 2002-08-27 | — |  | Closed |  | 12路K型选择器
EC2518 |  | 12 Way Type K Selector Unit |  |  | CN FAC | 86#4F-Facility fixing room | III | 2002-08-27 | — |  | Closed |  | 12路K型选择器
EC2519 |  | 12 Way Type K Selector Unit |  |  | CN FAC | 86#4F-Facility fixing room | III | 2002-08-27 | — |  | Closed |  | 12路K型选择器
EC2520 |  | 12 Way Type K Selector Unit |  |  | CN FAC | 86#4F-Facility fixing room | III | 2002-08-27 | — |  | Closed |  | 12路K型选择器
EC2523 |  | Test Pin |  |  | SH Lab | 86#3F-Construction test lab (Ⅱ) | II | 2020-11-02 | 2021-11-01 | EC JZ | Closed |  | 长试验销
EC2525 |  | Measuring rod for battery jumper cable set test |  |  | CN FAC | 86#4F-Calibration room | II | 2020-09-09 | 2021-09-08 | EC JK | Closed |  | 鳄鱼夹试验棒
EC2526 |  | Data Acquisition/Switch Unit |  |  | SH ACCE | 85#5F-ACCE & LUM test lab | II | 2020-08-18 | 2021-08-17 | ES AW | Closed | Agilent BenchLink Data Logger 3版本4.2.00 | 数据采集仪
EC2527 |  | Data Acquisition/Switch Unit |  |  | SH Lab | 86#3F-Heating & motor test lab | II | 2021-01-12 | 2022-01-11 | ES AW | Closed | Agilent BenchLink Data Logger 3版本4.2.00 | 数据采集仪
EC2528 |  | Apparatus for measuring the air steam temperature of hand-supported hair dryers |  |  | SH Lab | 86#3F-Home appliance test lab | III | 2002-09-12 | — |  | Closed |  | 手持式电吹风气流温度测试装置
EC2529 |  | Test apparatus for impact test |  |  | SH Lab | 85#5F-ACCE & LUM test lab | III | 2002-09-09 | — |  | Closed |  | 冲击试验辅助装置
EC2531 |  | Test corner |  |  | SH Lab | 85#5F-ACCE & LUM test lab | III | 2002-09-12 | — |  | Closed |  | 试验角
EC2532 |  | Apparatus for globule solder ability test |  |  | SH Lab | 85#5F-Gauge room | II | 2020-09-09 | 2021-09-08 | EC JK | Closed |  | 焊珠焊接性能测试装置
EC2533 |  | Indentation device |  |  | SH Lab | 51#7F-LUM test lab | II | 2020-09-07 | 2021-09-06 | ES AW | Closed |  | 压缩装置
EC2535 |  | Weight |  |  | SH Lab | 85#5F-Gauge room | III | 2014-09-09 | — | ES CZ | Closed |  | 砝码
EC2536 |  | Gauge |  |  | SH Lab | 86#3F-Construction test lab (Ⅱ) | II | 2020-09-08 | 2021-09-07 | EC JK | Closed |  | 4-15mm量规
EC2552 |  | AC Linear Power Source |  |  | SH Lab | 86#3F-Home appliance test lab | III | 2002-09-19 | — |  | Closed |  | 交流稳压电源
EC2553 |  | Gauges for checking the distance from the engagement face of connectors to the point of first contact |  |  | SH Lab | 85#5F-Gauge room | II | 2020-09-08 | 2021-09-07 | EC JZ | Closed |  | 检查连接器接合面到第一接触点间距量规
EC2554 |  | IPX3-X6 tester |  | 70164 | SH Lab | 86#1F-Washing M/C test lab | I | 2020-05-20 | 2021-05-19 | SETRI | Closed |  | IPX3-X6防水防溅试验装置
EC2554 | 10 | Oscillating Tube |  |  | SH Lab | 86#1F-Water-proof test lab | I | 2020-05-20 | 2021-05-19 | SETRI | Closed | 增加小样品IPX3/4实验能力 | 摆管（200MM）
EC2554 | 11 | Oscillating Tube |  |  | SH Lab | 86#1F-Water-proof test lab | I | 2020-05-20 | 2021-05-19 | STIEA | Closed | 增加小样品IPX3/4实验能力 | 摆管（400mm)
EC2554 | 6 | Flowmeter |  | 70164 | SH Lab | 86#1F-Washing M/C test lab | I | 2019-10-22 | 2021-10-21 | SIMT | Closed |  | 涡轮流量计
EC2554 | 7 | Oscillating tube |  |  | SH Lab | 86#1F-Washing M/C test lab | III | 2008-06-20 | — | ES JH | Closed |  | 摆管
EC2554 | 8 | Wooden board |  |  | SH Lab | 86#1F-Washing M/C test lab | III | 2006-06-05 | — |  | Closed |  | 木板
EC2554 | 9 | Thermometer |  |  | SH Lab | 86#1F-Washing M/C test lab | II | 2020-12-06 | 2021-12-05 | ES AW | Closed |  | 温度计
EC2555 |  | IPX7 tester |  |  | SH Lab | 86#1F-Washing M/C test lab | III | 2002-09-24 | — |  | Closed |  | IPX7防水防溅试验装置
EC2556 |  | IPX8 tester-1 |  |  | SH Lab | 86#1F-Washing M/C test lab | I | 2020-05-20 | 2021-05-19 | SETRI | Closed |  | IPX8防水防溅试验装置
EC2557 |  | Power Analyzer |  | DM 8150 146 | SH Lab | 86#1F-Washing M/C test lab | I | 2020-07-28 | 2021-07-27 | SIMT | Closed |  | 功率分析仪
EC2560 |  | Digital Multimeter |  | 81740000 | SH Lab | 86#4F-EMC test lab | II | 2021-03-04 | 2022-03-03 | EC JZ | Closed |  | 数字万用表
EC2561 |  | AC Frequency Converter |  |  | SH Lab | 86#1F-Garden tools test lab (Ⅰ) | III | 2002-10-22 | — |  | Closed |  | 交流变频电源
EC2562 |  | Variable Transformer |  | 319 | SH Lab | 86#3F-Heating & motor test lab | III | 2002-10-22 | — |  | Closed |  | 调压器
EC2563 |  | Variable Transformer |  | 584 | SH Lab | 86#1F-General test lab | III | 2002-10-22 | — |  | Closed |  | 调压器
EC2565 |  | AC Digital Power Meter |  | 870210000 | SH Lab | 86#3F-Heating & motor test lab | II | 2020-11-13 | 2021-11-12 | EC JK | Closed | AC | 数字交流功率表
EC2566 |  | Water supply for washing machine test |  |  | SH Lab | 86#1F-Washing M/C test lab | III | 2002-10-28 | — |  | Closed |  | 洗衣机测试用供水系统
EC2566 | 201 | Thermometer |  |  | SH Lab | 86#1F-Washing M/C test lab | II | 2020-12-23 | 2021-12-22 | ES AW | Closed |  | 点温计
EC2566 | 202 | Thermometer |  |  | SH Lab | 86#1F-Washing M/C test lab | II | 2020-12-23 | 2021-12-22 | ES AW | Closed |  | 点温计
EC2566 | 302 | Pressure meter |  |  | SH Lab | 86#1F-Washing M/C test lab | I | 2020-04-29 | 2021-04-28 | JSMI | Calibrating |  | 压力表
EC2567 |  | The apparatus for measuring residual voltage |  |  | SH Lab | 86#2F-Power supply test lab | II | 2020-11-01 | 2021-10-31 | ES AW | Closed |  | 残余电压测量设备
EC2570 |  | Horizontal wood surface |  |  | SH Lab | 86#4F-Multimedia test lab | III | 2002-11-07 | — |  | Closed |  | 水平木板
EC2571 |  | Test bench for dust measurement |  |  | SH Lab | 86#1F-Tools & machinery test lab | III | 2002-11-07 | — |  | Closed |  | 灰尘测量用实验桌
EC2572 |  | Data Acquisition/Switch Unit |  |  | SH Lab | 86#3F-Home appliance test lab | II | 2021-02-21 | 2022-02-20 | ES AW | Closed | Agilent BenchLink Data Logger 3版本4.2.00 | 数据采集仪
EC2576 |  | Pressure Meter |  | 02-9-681 | CN FAC | 86#4F-Facility fixing room | I | 2020-11-18 | 2021-11-17 | JSMI | Closed |  | 压力表
EC2579 |  | Noise & Vibration tester for hammers or drills |  |  | SH Lab | 86#1F-Tools & machinery test lab | III | 2002-12-17 | — |  | Closed |  | 电锤/电钻噪声&振动测试仪
EC2580 |  | Noise & Vibration tester for hammers or drills |  |  | SH Lab | 86#1F-Tools & machinery test lab | III | 2002-12-17 | — |  | Closed |  | 电锤/电钻噪声&振动测试仪
EC2581 |  | Test Corner |  |  | SH Lab | 86#3F-Cooking & HVAC test lab | III | 2002-12-02 | — |  | Closed |  | 试验角
EC2582 |  | Test Corner |  |  | SH Lab | 86#3F-Training equipment test lab | III | 2002-12-02 | — |  | Closed |  | 试验角
EC2583 |  | Creepage Distance Gauges |  |  | SH Lab | 86#1F-General test lab | II | 2020-12-08 | 2021-12-07 | EC JK | Closed |  | 电气间隙测试量规
EC2584 | 1 | Creepage Distance Gauges |  |  | SH Lab | 86#3F-Construction test lab (Ⅱ) | II | 2020-12-08 | 2021-12-07 | ES AW | Closed |  | 电气间隙测试量规
EC2584 | 10 | Creepage Distance Gauges |  |  | SH Lab | 86#3F-Home appliance test lab | II | 2020-12-08 | 2021-12-07 | ES AW | Closed |  | 电气间隙测试量规
EC2584 | 11 | Creepage Distance Gauges |  |  | SH Lab | 86#3F-Home appliance test lab | II | 2020-12-08 | 2021-12-07 | ES AW | Closed |  | 电气间隙测试量规
EC2584 | 12 | Creepage Distance Gauges |  |  | SH Lab | 86#3F-Home appliance test lab | II | 2020-12-08 | 2021-12-07 | ES AW | Closed |  | 电气间隙测试量规
EC2584 | 13 | Creepage Distance Gauges |  |  | SH Lab | 86#3F-Home appliance test lab | II | 2020-12-08 | 2021-12-07 | ES AW | Closed |  | 电气间隙测试量规
EC2584 | 14 | Creepage Distance Gauges |  |  | SH Lab | 86#3F-Home appliance test lab | II | 2020-12-08 | 2021-12-07 | ES AW | Closed |  | 电气间隙测试量规
EC2584 | 15 | Creepage Distance Gauges |  |  | SH Lab | 86#3F-Home appliance test lab | II | 2020-12-08 | 2021-12-07 | ES AW | Closed |  | 电气间隙测试量规
EC2584 | 2 | Creepage Distance Gauges |  |  | SH Lab | 86#3F-Home appliance test lab | II | 2020-12-08 | 2021-12-07 | ES AW | Closed |  | 电气间隙测试量规
EC2584 | 4 | Creepage Distance Gauges |  |  | SH Lab | 86#3F-Home appliance test lab | II | 2020-12-08 | 2021-12-07 | ES AW | Closed |  | 电气间隙测试量规
EC2584 | 5 | Creepage Distance Gauges |  |  | SH Lab | 86#3F-Home appliance test lab | II | 2020-12-08 | 2021-12-07 | ES AW | Closed |  | 电气间隙测试量规
EC2584 | 6 | Creepage Distance Gauges |  |  | SH Lab | 86#3F-Home appliance test lab | II | 2020-12-08 | 2021-12-07 | ES AW | Closed |  | 电气间隙测试量规
EC2584 | 7 | Creepage Distance Gauges |  |  | SH Lab | 86#3F-Home appliance test lab | II | 2020-12-08 | 2021-12-07 | ES AW | Closed |  | 电气间隙测试量规
EC2584 | 8 | Creepage Distance Gauges |  |  | SH Lab | 86#3F-Home appliance test lab | II | 2020-12-08 | 2021-12-07 | ES AW | Closed |  | 电气间隙测试量规
EC2584 | 9 | Creepage Distance Gauges |  |  | SH Lab | 86#3F-Home appliance test lab | II | 2020-12-08 | 2021-12-07 | ES AW | Closed |  | 电气间隙测试量规
EC2585 |  | Creepage Distance Gauges |  |  | SH Lab | 86#4F-Multimedia test lab | II | 2020-12-08 | 2021-12-07 | EC JK | Closed |  | 电气间隙测试量规
EC2586 | 7 | Pressure Meter |  | 41031 | SH Lab | 86#1F-General test lab | I | 2020-11-11 | 2021-11-10 | JSMI | Closed |  | 压力表
EC2586 | 8 | Pressure meter |  |  | SH Lab | 86#1F-General test lab | I | 2021-03-25 | 2022-03-24 | JSMI | Closed |  | 压力表
EC2594 |  | AC/DC Digital Power Meter |  | 870211000 | SH Lab | 86#1F-Tools & machinery test lab | II | 2020-12-29 | 2021-12-28 | EC JK | Closed | AC/DC,calibrating | 数字交直流功率表
EC2598 |  | Test Finger |  |  | SH Lab | 86#1F-Tools & machinery test lab | II | 2021-01-04 | 2022-01-03 | EC JK | Closed |  | 20N试验指
EC2599 |  | Unbalanced Load |  |  | SH Lab | 86#3F-Home appliance test lab | II | 2020-11-06 | 2021-11-05 | ES AW | Closed |  | 不平衡负载
EC2600 |  | Test Rod |  |  | SH Lab | 86#3F-Construction test lab (Ⅱ) | II | 2020-11-29 | 2021-11-28 | EC JZ | Closed |  | IEC60335-2-4 3mm 试验棒
EC2602 |  | Data Acquisition/Switch Unit |  | MY41013711 | SH Lab | 86#1F-Garden tools test lab (Ⅰ) | II | 2020-09-07 | 2021-09-06 | ES AW | Closed | Agilent BenchLink Data Logger 3版本4.2.00 | 数据采集仪
EC2603 |  | Push-pull scale |  | 102506 | SH Lab | 86#4F-Multimedia test lab | I | 2021-03-11 | 2022-03-10 | JSMI | Closed |  | 推拉力计
EC2604 |  | Dust Tester |  | 2002142 | SH Lab | 86#1F-Water-proof test lab | III | 2002-12-25 | — |  | Closed |  | 粉尘试验箱
EC2605 |  | Test Rod |  |  | SH Lab | 86#3F-Construction test lab (Ⅱ) | II | 2020-12-08 | 2021-12-07 | EC JK | Closed |  | 40mm柱形棒
EC2606 |  | Test Rod |  |  | SH Lab | 86#3F-Construction test lab (Ⅱ) | II | 2020-12-08 | 2021-12-07 | EC JK | Closed |  | 8mm试验棒
EC2608 |  | Variable Transformer |  |  | SH Lab | 86#3F-Training equipment test lab | III | 2003-01-06 | — |  | Closed |  | 调压器
EC2609 |  | Variable Transformer |  |  | SH Lab | 86#3F-Home appliance test lab | III | 2003-01-06 | — |  | Closed |  | 调压器
EC2610 |  | Variable Transformer |  |  | SH Lab | 86#3F-Home appliance test lab | III | 2003-01-06 | — |  | Closed |  | 调压器
EC2611 |  | Variable Transformer |  |  | SH Lab | 86#2F-Garden tools test lab (Ⅱ) | III | 2003-01-06 | — |  | Closed |  | 调压器
EC2612 |  | Variable Transformer |  |  | SH Lab | 86#1F-Tools & machinery test lab | III | 2003-01-06 | — |  | Closed |  | 调压器
EC2615 |  | Syringe |  |  | SH Lab | 86#3F-Construction test lab (Ⅱ) | III | 2003-01-10 | — |  | Closed |  | 注射器
EC2616 |  | 10o incline board |  |  | SH Lab | 86#4F-Multimedia test lab | II | 2021-04-02 | 2022-04-01 | ES AW | Closed |  | 10o 倾斜板
EC2617 |  | Push Scale |  | 207028 | SH Lab | 86#3F-Construction test lab (Ⅱ) | I | 2021-03-11 | 2022-03-10 | JSMI | Closed |  | 管形推力计
EC2618 |  | Push Scale |  | 207028 | SH Lab | 86#3F-Construction test lab (Ⅱ) | I | 2021-03-11 | 2022-03-10 | JSMI | Closed |  | 管形推力计
EC2627 |  | 3-Axise Fixture |  |  | SH Lab | 86#1F-Tools & machinery test lab | III | 2003-01-15 | — |  | Closed |  | 3轴控制器支架
EC2628 |  | 3-Axise Fixture |  |  | SH Lab | 86#1F-Tools & machinery test lab | III | 2003-01-15 | — |  | Closed |  | 3轴控制器支架
EC2629 |  | Sand Box |  |  | SH Lab | 86#1F-Tools & machinery test lab | III | 2003-01-15 | — |  | Closed |  | 沙盒
EC2630 |  | Gauge for Lamphold |  |  | SH Lab | 51#7F-LUM test lab | II | 2021-01-18 | 2022-01-17 | EC JK | Closed |  | 灯座量规
EC2630 | 1 | Gauge for Lamphold |  |  | SH Lab | 51#7F-LUM test lab | II | 2021-01-18 | 2022-01-17 | EC JK | Closed |  | 灯座量规
EC2630 | 2 | Gauge for Lamphold |  |  | SH Lab | 51#7F-LUM test lab | II | 2021-01-18 | 2022-01-17 | EC JK | Closed |  | 灯座量规
EC2631 | 1 | Gauge for Lamphold |  |  | SH Lab | 51#7F-LUM test lab | II | 2021-04-17 | 2022-04-16 | EC JK | Closed |  | Gauge for Lamphold
EC2631 | 2 | Gauge for Lamphold |  |  | SH Lab | 51#7F-LUM test lab | II | 2021-04-17 | 2022-04-16 | EC JK | Closed |  | Gauge for Lamphold
EC2632 |  | Digital scale |  | 21910200 | SH Lab | 86#3F-Construction test lab (Ⅱ) | I | 2020-07-07 | 2021-07-06 | JSMI | Closed |  | 电子秤
EC2633 |  | Air Compressors |  |  | SH Lab | 86#1F-Tools & machinery test lab | III | 2003-01-16 | — |  | Closed |  | 空气压缩机
EC2634 |  | Fixture for Microphone |  |  | SH Lab | 86#1F-Tools & machinery test lab | III | 2003-01-16 | — |  | Closed |  | 麦克风支架
EC2635 |  | Apparatus for Pump testing |  |  | CN FAC | 86#4F-Facility fixing room | III | 2003-02-12 | — |  | Closed |  | 水泵测试装置
EC2636 |  | Hardwood Board |  |  | SH Lab | 86#1F-Tools & machinery test lab | III | 2003-02-12 | — |  | Closed |  | 硬木板
EC2637 |  | AC Hi-Pot tester |  | 90060 | SH Lab | 86#2F-Power supply test lab | I | 2020-10-13 | 2021-10-12 | JSMI | Closed |  | 交流耐压仪
EC2639 |  | Digital scale |  | S24403921 | SH Lab | 86#3F-Cooking & HVAC test lab | I | 2021-01-14 | 2022-01-13 | JSMI | Closed |  | 电子秤
EC2640 |  | Spring hammer |  | 301 | SH Lab | 85#5F-Gauge room | II | 2021-11-08 | 2022-02-07 | EC JK | Closed |  | 冲击锤
EC2641 |  | Residual Current Measurement Equipment |  | 33 | SH Lab | 85#5F-ACCE & LUM test lab | I | 2020-11-16 | 2021-11-15 | CEPREI | Closed |  | 剩余电流测试设备
EC2643 |  | Test Finger |  |  | SH Lab | 86#3F-Construction test lab (Ⅱ) | II | 2021-04-22 | 2022-04-21 | EC JZ | Closed |  | 美标试验指
EC2644 |  | Test Finger |  |  | SH Lab | 51#7F-LUM test lab | II | 2021-02-25 | 2022-02-24 | EC JK | Closed |  | 美标试验指
EC2645 |  | Test Finger |  |  | SH Lab | 86#1F-Garden tools test lab (Ⅰ) | II | 2021-02-25 | 2022-02-24 | ES AW | Closed |  | 美标试验指
EC2648 |  | Test probe |  |  | SH Lab | 86#3F-Construction test lab (Ⅱ) | II | 2021-01-16 | 2022-01-15 | EC JK | Closed |  | 杆形试验棒
EC2649 |  | Test probe |  |  | SH Lab | 86#3F-Construction test lab (Ⅱ) | II | 2021-02-22 | 2022-02-21 | EC JK | Closed |  | 障碍试验棒
EC2650 |  | Test probe |  |  | SH Lab | 86#3F-Construction test lab (Ⅱ) | II | 2021-01-16 | 2022-01-15 | EC JK | Closed |  | 试验棒
EC2651 |  | Test probe |  |  | SH Lab | 86#3F-Construction test lab (Ⅱ) | II | 2021-01-16 | 2022-01-15 | EC JK | Closed |  | 锥形试验棒
EC2652 |  | AC Digital Power Meter |  | 870211000 | SH Lab | 51#7F-LUM test lab | II | 2021-03-08 | 2022-03-07 | EC JK | Closed |  | 数字交流功率表
EC2653 |  | Dynamometer |  | 3A810288 | SH Lab | 86#1F-Garden tools test lab (Ⅰ) | I | 2020-06-19 | 2021-06-18 | STIEA | Closed |  | 测功机
EC2655 |  | Test Rod |  |  | SH Lab | 86#3F-Construction test lab (Ⅱ) | II | 2021-03-07 | 2022-03-06 | ES AW | Closed |  | Ф19.1mm Steel Rod
EC2656 |  | Test Rod |  |  | SH Lab | 86#3F-Construction test lab (Ⅱ) | II | 2021-03-07 | 2022-03-06 | EC JK | Closed |  | 直形试验棒
EC2657 |  | Apparatus for Shot bath |  |  | SH Lab | 86#2F-Power supply test lab | III | 2003-03-20 | — | ES JH | Closed |  | 电浴实验装置
EC2660 |  | Bending Apparatus |  |  | SH Lab | 51#7F-LUM test lab | II | 2021-03-30 | 2022-03-29 | EC JK | Closed | repairing | 弯折试验装置
EC2663 |  | Concrete Floor |  |  | SH Lab | 86#2F-Power supply test lab | III | 2003-04-08 | — | ES JH | Closed |  | 混凝土板
EC2664 |  | IDCI Trip Test Arrangement |  |  | SH Lab | 86#3F-Home appliance test lab | III | 2003-04-08 | — |  | Closed |  | IDCI脱扣试验装置
EC2665 |  | Funnel |  |  | SH Lab | 86#3F-Home appliance test lab | III | 2003-04-15 | — |  | Closed |  | 漏斗
EC2666 |  | Branch circuit |  |  | SH Lab | 86#3F-Cooking & HVAC test lab | III | 2003-04-15 | — |  | Closed |  | 分支电路
EC2667 |  | Flexing Tester |  |  | SH Lab | 86#1F-General test lab | II | 2020-05-08 | 2021-05-07 | ES AW | Closed |  | 弯曲测试装置
EC2668 |  | Fixture for high-low temerature switch endurance test |  |  | SH Lab | 85#5F-ACCE & LUM test lab | III | 2003-04-21 | — |  | Closed |  | 高低温开关耐久性试验支架
EC2669 |  | Cylinder Apparatus for breakdown voltage test |  |  | SH Lab | 86#2F-Power supply test lab | II | 2021-04-11 | 2022-04-10 | ES AW | Closed |  | 耐压试验用柱形装置
EC2670 |  | Twisting Apparatus for breakdown voltage test |  |  | SH Lab | 86#2F-Power supply test lab | II | 2020-05-08 | 2021-05-07 | ES AW | Closed |  | 耐压试验用扭曲装置
EC2671 |  | Torque tester |  |  | SH Lab | 86#2F-Power supply test lab | II | 2021-04-18 | 2022-04-17 | ES AW | Closed |  | 扭力试验装置
EC2672 |  | Weight |  |  | SH Lab | 86#1F-Garden tools test lab (Ⅰ) | II | 2021-04-18 | 2022-04-17 | EC JK | Closed |  | 砝码
EC2674 |  | Weight |  |  | SH Lab | 86#2F-Garden tools test lab (Ⅱ) | III | 2015-04-18 | — | ES CZ | Closed |  | 砝码
EC2675 |  | Weight |  |  | SH Lab | 86#2F-Garden tools test lab (Ⅱ) | III | 2015-04-18 | — | ES CZ | Closed |  | 砝码
EC2676 |  | Weight |  |  | SH Lab | 86#1F-Garden tools test lab (Ⅰ) | II | 2021-04-18 | 2022-04-17 | EC JK | Closed |  | 砝码
EC2677 |  | Weight |  |  | SH Lab | 86#1F-Garden tools test lab (Ⅰ) | II | 2021-04-18 | 2022-04-17 | EC JK | Closed |  | 砝码
EC2678 |  | Weight |  |  | SH Lab | 86#1F-Garden tools test lab (Ⅰ) | II | 2021-04-18 | 2022-04-17 | EC JK | Closed |  | 砝码
EC2679 |  | Treadmill Load |  |  | SH Lab | 86#3F-Training equipment test lab | III | 2015-03-23 | — | ES HG | Closed |  | 跑步机负载
EC2681 |  | Test Fixture for lawn mower |  |  | SH Lab | 86#2F-Construction test lab(Ⅰ) | III | 2003-04-25 | — |  | Closed |  | Test Fixture for lawn mower
EC2682 |  | Test probe |  |  | SH Lab | 86#3F-Construction test lab (Ⅱ) | II | 2021-04-05 | 2022-04-04 | EC JK | Closed |  | Test probe
EC2683 |  | Test probe |  |  | SH Lab | 86#3F-Construction test lab (Ⅱ) | II | 2021-04-05 | 2022-04-04 | EC JK | Closed |  | 试验棒
EC2684 |  | Gauge |  |  | SH Lab | 86#3F-Construction test lab (Ⅱ) | II | 2021-04-05 | 2022-04-04 | EC JK | Closed |  | 量规
EC2685 |  | Probe for impellers of portable appliances |  |  | SH Lab | 86#3F-Construction test lab (Ⅱ) | II | 2021-04-05 | 2022-04-04 | EC JK | Closed |  | 可携式设备叶轮用试验棒
EC2686 |  | Probe for film-coated wire |  |  | SH Lab | 86#3F-Construction test lab (Ⅱ) | II | 2021-04-05 | 2022-04-04 | EC JK | Closed |  | 带涂层电线用试验棒
EC2687 |  | Test finger |  |  | SH Lab | 86#3F-Construction test lab (Ⅱ) | II | 2021-04-05 | 2022-04-04 | EC JK | Closed |  | 试验指(335-2-14)
EC2689 |  | Incline Board |  |  | SH Lab | 86#3F-Construction test lab (Ⅱ) | III | 2003-04-21 | — |  | Closed |  | 倾斜板
EC2691 | 1 | Gauge for lampholder |  |  | SH Lab | 51#7F-LUM test lab | II | 2020-05-09 | 2021-05-08 | EC JK | Closed |  | 灯座用量规
EC2691 | 2 | Gauge for lampholder |  |  | SH Lab | 51#7F-LUM test lab | II | 2020-05-09 | 2021-05-08 | EC JK | Closed |  | 灯座用量规
EC2691 | 3 | Gauge for lampholder |  |  | SH Lab | 51#7F-LUM test lab | II | 2020-05-09 | 2021-05-08 | EC JK | Closed |  | 灯座用量规
EC2692 | 1 | Test Probe |  |  | SH Lab | 86#3F-Construction test lab (Ⅱ) | II | 2020-05-11 | 2021-05-10 | EC JZ | Closed |  | 橡胶试验棒
EC2692 | 2 | Test Probe |  |  | SH Lab | 86#3F-Construction test lab (Ⅱ) | II | 2020-05-11 | 2021-05-10 | EC JZ | Closed |  | 橡胶试验棒
EC2696 |  | Weight |  |  | SH Lab | 86#1F-General test lab | II | 2020-06-03 | 2021-06-02 | ES AW | Closed | calibrating | 砝码
EC2697 | 1 | Spectrometer |  | 203035 | SH Lab | 85#5F-ACCE & LUM test lab | III | 2003-05-29 | — |  | Closed | Transfer to HZ | 光谱辐射分析仪
EC2697 | 2 | Integral Sphere |  |  | SH Lab | 85#5F-ACCE & LUM test lab | III | 2003-05-29 | — |  | Closed | Transfer to HZ | 积分球
EC2697 | 3 | AC Digital Power Meter |  |  | SH Lab | 85#5F-ACCE & LUM test lab | III | 2003-05-29 | — | ES JH | Closed | Transfer to HZ | 数字交流功率表
EC2697 | 4 | Thermometer |  |  | SH Lab | 85#5F-ACCE & LUM test lab | III | 2003-05-29 | — | SIMT | Closed | Transfer to HZ | 点温计
EC2697 | 5 | Photoconductive Fibre |  |  | SH Lab | 85#5F-ACCE & LUM test lab | III | 2003-05-29 | — | SIMT | Closed | Transfer to HZ | 光导纤维
EC2697 | 6 | Box for standard lamp |  |  | SH Lab | 85#5F-ACCE & LUM test lab | III | 2003-05-29 | — |  | Closed | Transfer to HZ | 标准灯盒子
EC2698 |  | Insulation Fixture For Glass Fiber |  |  | SH Lab | 86#3F-Construction test lab (Ⅱ) | III | 2003-06-06 | — |  | Closed |  | 玻璃纤维绝缘装置
EC2699 |  | Drop test device |  |  | SH Lab | 86#3F-Home appliance test lab | II | 2020-11-04 | 2021-11-03 | ES AW | Closed |  | 跌落冲击头
EC2700 |  | Measurement surface covered with an artificial surface |  |  | SH Lab | 86#1F-Tools & machinery test lab | I | 2018-04-19 | 2021-04-18 | CEST | Calibrating |  | 人工测量表面
EC2701 |  | Expanded Metal Spacer |  |  | SH Lab | 85#5F-ACCE & LUM test lab | III | 2003-06-19 | — |  | Closed |  | 延展性金属网格
EC2702 |  | AC Frequency Converter |  |  | HZ | Hangzhou test lab | III | 2003-06-23 | — |  | Closed | transfer to HZ | 交流变频电源
EC2703 |  | DC Constant Current Source |  |  | SH Lab | 85#5F-ACCE & LUM test lab | III | 2003-06-23 | — |  | Closed | Transfer to HZ | 直流恒流源
EC2704 |  | Test arrangement for checking mechanical withstanding of insulating materials in thin sheet layers |  |  | SH Lab | 86#2F-Power supply test lab | II | 2020-06-17 | 2021-06-16 | ES AW | Closed |  | 检查薄层绝缘材料机械抵抗力的测试装置
EC2705 |  | DC Linear Power Source |  |  | SH Lab | 86#1F-Tools & machinery test lab | III | 2003-01-15 | — |  | Closed |  | 直流稳压电源
EC2707 |  | Φ152mm Test box for Lampholder temperature rise |  |  | SH Lab | 85#5F-ACCE & LUM test lab | III | 2003-07-18 | — |  | Closed |  | Φ152mm灯座温升试验箱
EC2715 |  | Push-pull scale |  | 137140 | SH Lab | 86#2F-Power supply test lab | I | 2020-08-18 | 2021-08-17 | JSMI | Closed |  | 推拉力计
EC2716 |  | Test Box Of Recessed Mounting(1000*1000) |  |  | SH Lab | 85#5F-ACCE & LUM test lab | III | 2003-08-18 | — |  | Closed |  | 吸顶灯试验盒(1000*1000)
EC2717 |  | Test Box Of Recessed Mounting(1000*1000) |  |  | SH Lab | 85#5F-ACCE & LUM test lab | III | 2003-08-18 | — |  | Closed |  | 吸顶灯试验盒(1000*1000)
EC2718 |  | Test Box Of Recessed Mounting(300*300) |  |  | SH Lab | 85#5F-ACCE & LUM test lab | III | 2003-08-18 | — |  | Closed |  | 吸顶灯试验盒(300*300)
EC2720 |  | Fixture for Thermocouple |  |  | SH Lab | 86#3F-Heating & motor test lab | III | 2003-08-26 | — |  | Closed |  | 热电偶支架
EC2721 |  | Fixture for Thermocouple |  |  | SH Lab | 86#3F-Cooking & HVAC test lab | III | 2003-08-26 | — |  | Closed |  | 热电偶支架
EC2722 |  | Fixture for Thermocouple |  |  | SH Lab | 86#3F-Cooking & HVAC test lab | III | 2003-08-26 | — |  | Closed |  | 热电偶支架
EC2723 |  | Fixture for Thermocouple |  |  | SH Lab | 86#3F-Cooking & HVAC test lab | III | 2003-08-26 | — |  | Closed |  | 热电偶支架
EC2724 |  | Fixture for Thermocouple |  |  | SH Lab | 86#3F-Training equipment test lab | III | 2003-08-26 | — |  | Closed |  | 热电偶支架
EC2725 |  | Fixture for Thermocouple |  |  | SH Lab | 86#1F-Environment test lab | III | 2003-08-26 | — |  | Closed |  | 热电偶支架
EC2727 |  | Adjustable test panel for ceiling or wall lamps |  |  | SH Lab | 85#5F-ACCE & LUM test lab | III | 2003-09-01 | — |  | Closed |  | 顶灯或壁灯用可调节试验板
EC2728 |  | Test Cone |  |  | SH Lab | 86#1F-Garden tools test lab (Ⅰ) | II | 2020-11-19 | 2021-11-18 | EC JZ | Closed |  | 试验锥
EC2729 |  | AC Digital Millivolt Meter |  | C1064 | CN FAC | 86#4F-Calibration room | III | 2011-09-07 | — | SIMT | Closed | 常年置放不用 | 数字交流毫伏表
EC2730 |  | Stopwatch |  |  | SH Lab | 86#1F-General test lab | I | 2020-08-19 | 2021-08-18 | JSMI | Closed |  | 秒表
EC2732 |  | Stopwatch |  |  | SH Lab | 86#3F-Cooking & HVAC test lab | I | 2021-02-08 | 2022-02-07 | JSMI | Closed |  | 秒表
EC2733 |  | Temperature and Humidity Recorder |  | 308200000 | SH Lab | 86#1F-General test lab | I | 2020-07-02 | 2021-07-01 | JSMI | Closed |  | 温湿度记录仪
EC2735 |  | Temperature and Humidity Recorder |  | 3082106244 | SH Lab | 86#1F-Endurance test lab | I | 2021-01-18 | 2022-01-17 | JSMI | Closed |  | 温湿度记录仪
EC2736 |  | Temperature and Humidity Recorder |  | 3082105255 | SH Lab | 86#4F-Calibration room | I | 2021-03-11 | 2022-03-10 | JSMI | Closed |  | 温湿度记录仪
EC2738 |  | Temperature and Humidity Recorder |  | 3082001239 | SH Lab | 86#4F-Calibration room | I | 2021-03-25 | 2022-03-24 | JSMI | Closed |  | 温湿度记录仪
EC2739 |  | Temperature and Humidity Recorder |  | 3082107170 | CN FAC | 86#4F-Calibration room | I | 2021-03-11 | 2022-03-10 | JSMI | Closed |  | 温湿度记录仪
EC2743 |  | Switch box for leakage current filter |  |  | SH Lab | 86#3F-Construction test lab (Ⅱ) | III | 2003-09-29 | — |  | Closed |  | 泄露电流用开关盒
EC2744 |  | Ambient Temperature Barrel for Test Corner |  |  | SH Lab | 86#3F-Heating & motor test lab | III | 2003-09-15 | — |  | Closed |  | 试验角用环境温度测试用小桶
EC2745 |  | Ambient Temperature Barrel for Test Corner |  |  | SH Lab | 86#3F-Home appliance test lab | III | 2003-09-15 | — |  | Closed |  | 试验角用环境温度测试用小桶
EC2746 |  | Ambient Temperature Barrel for Test Corner |  |  | SH Lab | 86#3F-Home appliance test lab | III | 2003-09-15 | — |  | Closed |  | 试验角用环境温度测试用小桶
EC2747 |  | Ambient Temperature Barrel for Test Corner |  |  | SH Lab | 86#3F-Construction test lab (Ⅱ) | III | 2003-09-15 | — |  | Closed |  | 试验角用环境温度测试用小桶
EC2748 |  | Ambient Temperature Barrel for Test Corner |  |  | SH Lab | 86#3F-Training equipment test lab | III | 2003-09-15 | — |  | Closed |  | 试验角用环境温度测试用小桶
EC2749 |  | Ambient Temperature Barrel for Test Corner |  |  | SH Lab | 86#3F-Cooking & HVAC test lab | III | 2003-09-15 | — |  | Closed |  | 试验角用环境温度测试用小桶
EC2750 |  | Ambient Temperature Barrel for Test Corner |  |  | SH Lab | 85#5F-ACCE & LUM test lab | III | 2003-09-15 | — |  | Closed |  | 试验角用环境温度测试用小桶
EC2751 |  | Ambient Temperature Barrel for Test Corner |  |  | SH Lab | 85#5F-ACCE & LUM test lab | III | 2003-09-15 | — |  | Closed |  | 试验角用环境温度测试用小桶
EC2752 |  | Ambient Temperature Barrel for Test Corner |  |  | SH Lab | 85#5F-Gauge room | III | 2003-09-15 | — |  | Closed |  | 试验角用环境温度测试用小桶
EC2753 |  | Ambient Temperature Barrel for Test Corner |  |  | SH Lab | 86#1F-Luminary life test lab | III | 2003-09-15 | — |  | Closed |  | 试验角用环境温度测试用小桶
EC2754 |  | Ambient Temperature Barrel for Test Corner |  |  | SH Lab | 86#2F-Construction test lab(Ⅰ) | III | 2003-09-15 | — |  | Closed |  | 试验角用环境温度测试用小桶
EC2755 |  | Ambient Temperature Barrel for Test Corner |  |  | SH Lab | 85#5F-Gauge room | III | 2003-09-15 | — |  | Closed |  | 试验角用环境温度测试用小桶
EC2756 |  | Ambient Temperature Barrel for Test Corner |  |  | SH Lab | 85#5F-Gauge room | III | 2003-09-15 | — |  | Closed |  | 试验角用环境温度测试用小桶
EC2757 |  | Ambient Temperature Barrel for Test Corner |  |  | SH Lab | 85#5F-ACCE & LUM test lab | III | 2003-09-15 | — |  | Closed |  | 试验角用环境温度测试用小桶
EC2758 |  | Ambient Temperature Barrel for Test Corner |  |  | SH Lab | 85#5F-ACCE & LUM test lab | III | 2003-09-15 | — |  | Closed |  | 试验角用环境温度测试用小桶
EC2759 |  | Ambient Temperature Barrel for Test Corner |  |  | SH Lab | 85#5F-Gauge room | III | 2003-09-15 | — |  | Closed |  | 试验角用环境温度测试用小桶
EC2760 |  | Ambient Temperature Barrel for Test Corner |  |  | SH Lab | 85#5F-Gauge room | III | 2003-09-15 | — |  | Closed |  | 试验角用环境温度测试用小桶
EC2761 |  | Ambient Temperature Barrel for Test Corner |  |  | SH Lab | 86#4F-Multimedia test lab | III | 2003-09-15 | — |  | Closed |  | 试验角用环境温度测试用小桶
EC2762 |  | Ambient Temperature Barrel for Test Corner |  |  | SH Lab | 85#5F-Gauge room | III | 2003-09-15 | — |  | Closed |  | 试验角用环境温度测试用小桶
EC2764 | 3 | Current Transformer |  |  | SH Lab | 86#1F-Material test lab | III | 2003-09-03 | — | SIMT | Closed | 同EC2764-2整体计量 | 电流互感器
EC2766 |  | Stopwatch |  |  | SH Lab | 86#4F-Multimedia test lab | I | 2020-09-18 | 2021-09-17 | JSMI | Closed |  | 秒表
EC2769 |  | Gauge |  |  | SH Lab | 85#5F-Gauge room | II | 2020-10-08 | 2021-10-07 | ES AW | Closed |  | 量规
EC2769 | 1 | Gauge |  |  | SH Lab | 85#5F-Gauge room | II | 2020-10-08 | 2021-10-07 | ES AW | Closed |  | 量规
EC2769 | 10 | Gauge |  |  | SH Lab | 85#5F-Gauge room | II | 2020-10-08 | 2021-10-07 | ES AW | Closed |  | 量规
EC2769 | 11 | Gauge |  |  | SH Lab | 85#5F-Gauge room | II | 2020-10-08 | 2021-10-07 | ES AW | Closed |  | 量规
EC2769 | 12 | Gauge |  |  | SH Lab | 85#5F-Gauge room | II | 2020-10-08 | 2021-10-07 | ES AW | Closed |  | 量规
EC2769 | 13 | Gauge |  |  | SH Lab | 85#5F-Gauge room | II | 2020-10-08 | 2021-10-07 | ES AW | Closed |  | 量规
EC2769 | 14 | Gauge |  |  | SH Lab | 85#5F-Gauge room | II | 2020-10-08 | 2021-10-07 | ES AW | Closed |  | 量规
EC2769 | 15 | Gauge |  |  | SH Lab | 85#5F-Gauge room | II | 2020-10-08 | 2021-10-07 | ES AW | Closed |  | 量规
EC2769 | 16 | Gauge |  |  | SH Lab | 85#5F-Gauge room | II | 2020-10-08 | 2021-10-07 | ES AW | Closed |  | 量规
EC2769 | 17 | Gauge |  |  | SH Lab | 85#5F-Gauge room | II | 2020-10-08 | 2021-10-07 | ES AW | Closed |  | 量规
EC2769 | 18 | Gauge |  |  | SH Lab | 85#5F-Gauge room | II | 2020-10-08 | 2021-10-07 | ES AW | Closed |  | 量规
EC2769 | 19 | Gauge |  |  | SH Lab | 85#5F-Gauge room | II | 2020-10-08 | 2021-10-07 | ES AW | Closed |  | 量规
EC2769 | 2 | Gauge |  |  | SH Lab | 85#5F-Gauge room | II | 2020-10-08 | 2021-10-07 | ES AW | Closed |  | 量规
EC2769 | 20 | Gauge |  |  | SH Lab | 85#5F-Gauge room | II | 2020-10-08 | 2021-10-07 | ES AW | Closed |  | 量规
EC2769 | 21 | Gauge |  |  | SH Lab | 85#5F-Gauge room | II | 2020-10-08 | 2021-10-07 | ES AW | Closed |  | 量规
EC2769 | 22 | Gauge |  |  | SH Lab | 85#5F-Gauge room | II | 2020-10-08 | 2021-10-07 | ES AW | Closed |  | 量规
EC2769 | 23 | Gauge |  |  | SH Lab | 85#5F-Gauge room | II | 2020-10-08 | 2021-10-07 | ES AW | Closed |  | 量规
EC2769 | 24 | Gauge |  |  | SH Lab | 85#5F-Gauge room | II | 2020-10-08 | 2021-10-07 | ES AW | Closed |  | 量规
EC2769 | 25 | Gauge |  |  | SH Lab | 85#5F-Gauge room | II | 2020-10-08 | 2021-10-07 | ES AW | Closed |  | 量规
EC2769 | 26 | Gauge |  |  | SH Lab | 85#5F-Gauge room | II | 2020-10-08 | 2021-10-07 | ES AW | Closed |  | 量规
EC2769 | 27 | Gauge |  |  | SH Lab | 85#5F-Gauge room | II | 2020-10-08 | 2021-10-07 | ES AW | Closed |  | 量规
EC2769 | 28 | Gauge |  |  | SH Lab | 85#5F-Gauge room | II | 2020-10-08 | 2021-10-07 | ES AW | Closed |  | 量规
EC2769 | 29 | Gauge |  |  | SH Lab | 85#5F-Gauge room | II | 2020-10-08 | 2021-10-07 | ES AW | Closed |  | 量规
EC2769 | 3 | Gauge |  |  | SH Lab | 85#5F-Gauge room | II | 2020-10-08 | 2021-10-07 | ES AW | Closed |  | 量规
EC2769 | 30 | Gauge |  |  | SH Lab | 85#5F-Gauge room | II | 2020-10-08 | 2021-10-07 | ES AW | Closed |  | 量规
EC2769 | 31 | Gauge |  |  | SH Lab | 85#5F-Gauge room | II | 2020-10-08 | 2021-10-07 | ES AW | Closed |  | 量规
EC2769 | 32 | Gauge |  |  | SH Lab | 85#5F-Gauge room | II | 2020-10-08 | 2021-10-07 | ES AW | Closed |  | 量规
EC2769 | 33 | Gauge |  |  | SH Lab | 85#5F-Gauge room | II | 2020-10-08 | 2021-10-07 | ES AW | Closed |  | 量规
EC2769 | 34 | Gauge |  |  | SH Lab | 85#5F-Gauge room | II | 2020-10-08 | 2021-10-07 | ES AW | Closed |  | 量规
EC2769 | 4 | Gauge |  |  | SH Lab | 85#5F-Gauge room | II | 2020-10-08 | 2021-10-07 | ES AW | Closed |  | 量规
EC2769 | 5 | Gauge |  |  | SH Lab | 85#5F-Gauge room | II | 2020-10-08 | 2021-10-07 | ES AW | Closed |  | 量规
EC2769 | 6 | Gauge |  |  | SH Lab | 85#5F-Gauge room | II | 2020-10-08 | 2021-10-07 | ES AW | Closed |  | 量规
EC2769 | 7 | Gauge |  |  | SH Lab | 85#5F-Gauge room | II | 2020-10-08 | 2021-10-07 | ES AW | Closed |  | 量规
EC2769 | 8 | Gauge |  |  | SH Lab | 85#5F-Gauge room | II | 2020-10-08 | 2021-10-07 | ES AW | Closed |  | 量规
EC2769 | 9 | Gauge |  |  | SH Lab | 85#5F-Gauge room | II | 2020-10-08 | 2021-10-07 | ES AW | Closed |  | 量规
EC2770 |  | Thermocouple Welder |  |  | SH Lab | 86#3F-Home appliance test lab | III | 2003-09-19 | — |  | Closed |  | 热电偶焊接仪
EC2771 |  | Thermocouple Welder |  |  | SH Lab | 86#4F-Multimedia test lab | III | 2003-09-19 | — |  | Closed |  | 热电偶焊接仪
EC2772 |  | Thermocouple Welder |  |  | SH Lab | 86#1F-Tools & machinery test lab | III | 2003-09-19 | — |  | Closed |  | 热电偶焊接仪
EC2773 |  | Thermocouple Welder |  |  | SH Lab | 85#5F-ACCE & LUM test lab | III | 2003-09-19 | — |  | Closed |  | 热电偶焊接仪
EC2778 | 1 | Gauge for verification of Grooves,Holes and Reverse Tapers |  |  | SH Lab | 85#5F-Gauge room | II | 2020-11-20 | 2021-11-19 | EC JZ | Closed | Scrap | 确认凹槽,孔和倒转锥形的量规
EC2779 |  | Gauge for the verification of the outline of covers or cover-plates |  |  | SH Lab | 85#5F-Gauge room | II | 2020-09-28 | 2021-09-27 | ES AW | Closed |  | 确认盖或盖板外形的量规
EC2780 |  | Magnifier |  |  | SH Lab | 86#4F-Calibration room | II | 2020-09-22 | 2021-09-21 | EC JZ | Closed |  | 放大镜
EC2783 |  | Digital scale |  | S25207624 | CN FAC | 86#4F-Calibration room | I | 2020-09-09 | 2021-09-08 | JSMI | Closed |  | 电子秤
EC2784 |  | Digital scale |  | 11936839 | CN FAC | 86#4F-Calibration room | I | 2020-09-09 | 2021-09-08 | JSMI | Closed |  | 电子秤
EC2785 |  | Thermometer |  | 74650319 | CN FAC | 86#4F-Calibration room | II | 2020-10-12 | 2021-10-11 | ES AW | Closed |  | 点温计
EC2786 |  | Infrared Thermometer |  | 266 | SH Lab | 86#4F-Multimedia test lab | I | 2020-04-06 | 2021-04-05 | SIMT | Calibrating |  | 远红外点温仪
EC2787 |  | Dual Display Multimeter |  |  | SH Lab | 51#7F-LUM test lab | II | 2020-09-28 | 2021-09-27 | EC JZ | Closed |  | 数字双显示万用表
EC2788 | 1 | Electronic counter | JDM15-T |  | CN FAC | 86#4F-Calibration room | I | 2020-06-04 | 2021-06-03 | SIMT | Closed |  | 计数器
EC2789 |  | Fixture for Thermocouple |  |  | SH Lab | 86#4F-Multimedia test lab | III | 2003-09-25 | — |  | Closed |  | 热电偶支架
EC2790 |  | Fixture for Thermocouple |  |  | SH Lab | 86#4F-Multimedia test lab | III | 2003-09-25 | — |  | Closed |  | 热电偶支架
EC2791 |  | Fixture for Thermocouple |  |  | SH Lab | 86#2F-Power supply test lab | III | 2003-09-25 | — |  | Closed |  | 热电偶支架
EC2792 |  | Fixture for Thermocouple |  |  | SH Lab | 85#5F-ACCE & LUM test lab | III | 2003-09-25 | — |  | Closed |  | 热电偶支架
EC2793 |  | Fixture for Thermocouple |  |  | SH Lab | 86#2F-Power supply test lab | III | 2003-09-25 | — |  | Closed |  | 热电偶支架
EC2794 |  | Fixture for Thermocouple |  |  | SH Lab | 85#5F-ACCE & LUM test lab | III | 2003-09-25 | — |  | Closed |  | 热电偶支架
EC2797 |  | Switch box for 4 wires resistance measurement |  |  | SH Lab | 86#4F-Multimedia test lab | III | 2003-09-25 | — |  | Closed |  | 4线法测电阻用开关盒
EC2798 |  | Variable Transformer |  |  | SH Lab | 86#1F-Endurance test lab | III | 2003-09-26 | — |  | Closed |  | 调压器
EC2799 |  | Variable Transformer |  |  | SH Lab | 86#1F-Tools & machinery test lab | III | 2003-09-26 | — |  | Closed |  | 调压器
EC2800 |  | Isolating Transformer |  |  | SH Lab | 86#3F-Cooking & HVAC test lab | III | 2003-09-26 | — |  | Closed |  | 隔离变压器
EC2801 |  | Isolating Transformer |  |  | SH Lab | 86#4F-Multimedia test lab | III | 2003-09-26 | — |  | Closed |  | 隔离变压器
EC2805 |  | Mandrel |  |  | SH Lab | 86#2F-Power supply test lab | II | 2020-09-27 | 2021-09-26 | ES AW | Closed |  | 心轴
EC2806 |  | Test Rod |  |  | SH Lab | 85#5F-Gauge room | II | 2020-09-27 | 2021-09-26 | ES AW | Closed |  | 金属棒
EC2807 |  | Arrangement for test on covers or cover-plates |  |  | SH Lab | 85#5F-Gauge room | II | 2020-09-27 | 2021-09-26 | ES AW | Closed |  | 盖或盖盘测试用装置
EC2808 |  | Steel plate |  |  | SH Lab | 85#5F-Gauge room | II | 2020-09-07 | 2021-09-06 | EC JZ | Closed |  | 铁片
EC2809 |  | Test wall |  |  | SH Lab | 85#5F-ACCE & LUM test lab | III | 2003-10-06 | — |  | Closed |  | 测试墙
EC2810 |  | Wood Block |  |  | SH Lab | 85#5F-ACCE & LUM test lab | III | 2003-10-07 | — |  | Closed |  | 木块
EC2812 |  | Apparatus for deflection test |  |  | SH Lab | 85#5F-Gauge room | II | 2020-10-08 | 2021-10-07 | ES AW | Closed |  | 偏转测试用装置
EC2813 |  | Load Resistor Box |  |  | SH Lab | 86#4F-Multimedia test lab | III | 2003-10-07 | — |  | Closed |  | 负载电阻盒
EC2815 |  | Resistor |  |  | SH Lab | 51#7F-LUM test lab | III | 2003-10-07 | — |  | Closed |  | 电阻盒
EC2817 |  | Push-pull scale |  | 102274 | SH Lab | 85#5F-Gauge room | I | 2021-01-15 | 2022-01-14 | JSMI | Closed |  | 推拉力计
EC2819 |  | Electronic inclinometer |  |  | CN FAC | 86#4F-Calibration room | I | 2020-05-20 | 2021-05-19 | JSMI | Closed |  | 电子水平角度仪
EC2821 |  | Window Glass Sheet for the Glass test shelve |  |  | SH Lab | 85#5F-ACCE & LUM test lab | III | 2003-10-09 | — |  | Closed |  | Sheet for the Glass test shelve
EC2822 |  | Test Rod |  |  | SH Lab | 85#5F-Gauge room | II | 2020-10-09 | 2021-10-08 | EC JK | Closed |  | 测试棒
EC2823 |  | Module for Data Acquisition |  |  | CN FAC | 86#4F-Calibration room | III | 2003-08-30 | — |  | Closed |  | 数据采集仪模块
EC2824 |  | Module for Data Acquisition |  |  | CN FAC | 86#4F-Calibration room | III | 2003-08-30 | — |  | Closed |  | 数据采集仪模块
EC2825 |  | Push-pull scale |  | 137336 | CN FAC | 86#4F-Calibration room | I | 2020-05-29 | 2021-05-28 | SIMT | Closed |  | 推拉力计
EC2829 |  | Electronic tachometer |  | L1490169 | SH Lab | 86#2F-Construction test lab(Ⅰ) | I | 2021-02-08 | 2022-02-07 | JSMI | Closed |  | 光电转速表
EC2831 |  | Lampcap life normal operation test apparatus | 定制 |  | SH Lab | 51#7F-LUM test lab | II | 2021-01-08 | 2022-01-07 | ES AW | Closed | 第一次维修编号EC2831(WX1)，由海悦电子维修。 | 灯头寿命操作试验装置
EC2831 | 2 | Screw Caps E14 | 定制 |  | SH Lab | 51#7F-LUM test lab | II | 2020-12-08 | 2021-12-07 | EC JK | Closed |  | 试验灯头E14
EC2831 | 3 | Screw Caps E27 | 定制 |  | SH Lab | 51#7F-LUM test lab | II | 2020-12-08 | 2021-12-07 | EC JK | Closed |  | 试验灯头E27
EC2831 | 4 | Screw Caps E40 | 定制 |  | SH Lab | 51#7F-LUM test lab | II | 2020-12-08 | 2021-12-07 | EC JK | Closed |  | 试验灯头E40
EC2832 |  | AC Frequency Converter |  |  | SH Lab | 85#5F-B5F Power distribution room | III |  | — |  | Closed | Transfer to HZ | 交流变频电源
EC2834 |  | AC Hi-Pot tester |  | 90297 | SH Lab | 86#3F-Construction test lab (Ⅱ) | I | 2020-11-03 | 2021-11-02 | JSMI | Closed |  | 交流耐压仪
EC2836 |  | AC Frequency Converter |  |  |  | 86#3F-3F Power distribution room | III | 2003-12-16 | — |  | Closed |  | 交流变频电源
EC2837 |  | Spring hammer calibrator |  |  | CN FAC | 86#4F-Calibration room | II | 2020-11-03 | 2021-11-02 | EC JZ | Closed |  | 冲击锤校准装置
EC2838 |  | Shielded room |  | 1 | SH Lab | 86#4F-EMC Shielding room | I | 2021-01-25 | 2022-01-24 | SIMT | Closed |  | 屏蔽室
EC2839 |  | Shielded room |  | 2 | SH Lab | 86#4F-EMC Shielding room | I | 2021-01-25 | 2022-01-24 | SIMT | Closed |  | 屏蔽室
EC2840 |  | Test Rod |  |  | SH Lab | 51#7F-PPT test lab | II | 2021-03-09 | 2022-03-08 | EC JK | Closed |  | 测试棒
EC2843 |  | Digital Caliper |  | 3011707 | SH Lab | 86#3F-Construction test lab (Ⅱ) | I | 2020-05-13 | 2021-05-12 | JSMI | Closed |  | 电子数显卡尺
EC2846 |  | Gauge |  |  | SH Lab | 85#5F-Gauge room | II | 2020-06-17 | 2021-06-16 | EC JZ | Closed |  | 量规
EC2848 |  | Fixture for Thermocouple |  |  | SH Lab | 86#3F-Home appliance test lab | III | 2004-03-10 | — |  | Closed |  | 热电偶支架
EC2849 |  | Vacuum Pump |  | 50 | SH Lab | 86#1F-Environment test lab | III | 2004-04-01 | — |  | Closed |  | 旋片式真空泵
EC2852 |  | Digital Multimeter | 187 |  | CN FAC | 86#4F-Calibration room | II | 2021-04-18 | 2022-04-17 | EC JZ | Closed |  | 数字万用表
EC2853 |  | Gauge |  |  | SH Lab | 86#1F-Tools & machinery test lab | II | 2021-04-18 | 2022-04-17 | ES AW | Closed |  | 塞规
EC2854 |  | High Temperature Oven |  | 1010040105 | SH Lab | 51#7F-PPT test lab | I | 2020-04-13 | 2021-04-12 | JSMI | Calibrating |  | 高温烘箱
EC2857 |  | Pressure Testing Pump |  |  | SH Lab | 86#1F-Tools & machinery test lab | III | 2004-04-22 | — |  | Closed |  | 压力自控试压泵
EC2860 |  | Weight |  |  | SH Lab | 51#7F-LUM test lab | II | 2020-05-08 | 2021-05-07 | ES AW | Closed |  | 砝码
EC2861 |  | Fixture for Thermocouple |  |  | SH Lab | 86#3F-Cooking & HVAC test lab | III | 2004-05-10 | — |  | Closed |  | 热电偶支架
EC2862 |  | Fixture for Thermocouple |  |  | SH Lab | 86#3F-Heating & motor test lab | III | 2004-05-10 | — |  | Closed |  | 热电偶支架
EC2864 |  | Gauge |  |  | SH Lab | 86#3F-Construction test lab (Ⅱ) | II | 2020-05-11 | 2021-05-10 | EC JZ | Closed |  | 试验棒
EC2866 |  | Shunt |  |  | SH Lab | 86#4F-Multimedia test lab | III | 2004-05-09 | — |  | Closed |  | 分流器
EC2867 |  | Test hook |  |  | SH Lab | 86#1F-General test lab | II | 2020-05-17 | 2021-05-16 | ES AW | Closed |  | 试验钩
EC2869 |  | Hardwood Board |  |  | SH Lab | 86#1F-General test lab | III | 2004-05-18 | — | ES LWF | Closed |  | 硬木板
EC2871 |  | Resistor |  |  | SH Lab | 86#4F-EMC test lab | III | 2004-05-18 | — |  | Closed |  | 负载电阻
EC2872 | 1 | Test Probe |  |  | SH Lab | 86#1F-General test lab | II | 2020-05-19 | 2021-05-18 | EC JZ | Closed |  | 试验探棒
EC2872 | 2 | Test Probe |  |  | SH Lab | 86#1F-General test lab | II | 2020-05-19 | 2021-05-18 | EC JZ | Closed |  | 试验探棒
EC2873 |  | Standard Workbench |  |  | SH Lab | 86#4F-Multimedia test lab | III | 2004-05-08 | — |  | Closed |  | 标准实验台
EC2875 |  | Gauge for Lampholder |  |  | SH Lab | 51#7F-LUM test lab | II | 2020-06-09 | 2021-06-08 | EC JZ | Closed |  | 灯座量规
EC2876 |  | Thermocouple Welder |  |  | SH Lab | 85#5F-ACCE & LUM test lab | III | 2004-05-24 | — |  | Closed |  | 热电偶焊接仪
EC2878 |  | Data Acquisition/Switch Unit |  |  | CN FAC | 86#4F-Calibration room | II | 2020-05-26 | 2021-05-25 | ES AW | Closed | Agilent BenchLink Data Logger 3版本4.2.00 | 数据采集仪
EC2879 |  | Data Acquisition/Switch Unit |  |  | SH Lab | 86#3F-Heating & motor test lab | II | 2020-12-22 | 2021-12-21 | ES AW | Closed | Agilent BenchLink Data Logger 3版本4.2.00 | 数据采集仪
EC2880 |  | Data Acquisition/Switch Unit |  |  | SH Lab | 86#4F-Multimedia test lab | II | 2020-05-26 | 2021-05-25 | ES AW | Closed | Agilent BenchLink Data Logger 3版本4.2.00 | 数据采集仪
EC2881 |  | Slide-Wire Resistor |  |  | SH Lab | 86#4F-Multimedia test lab | III | 2004-05-28 | — |  | Closed |  | 滑线变阻器
EC2882 |  | Slide-Wire Resistor |  |  | SH Lab | 86#1F-General test lab | III | 2004-05-28 | — |  | Closed |  | 滑线变阻器
EC2886 |  | Resistor |  |  | SH Lab | 86#4F-Multimedia test lab | III | 2004-05-31 | — |  | Closed |  | 电阻盒
EC2889 |  | Base plate of Press apparatus |  |  | SH Lab | 86#4F-Multimedia test lab | II | 2020-06-02 | 2021-06-01 | ES AW | Closed |  | 压力装置底座
EC2890 |  | AC Frequency Converter |  |  | SH Lab | 86#4F-4F Power distribution room | III | 2004-06-01 | — |  | Closed |  | 交流变频电源
EC2891 |  | DC Linear Power Source |  |  | SH Lab | Hangzhou test lab | III | 2004-05-31 | — |  | Closed | Transfer to HZ | 直流稳压电源
EC2894 |  | Test Probe |  |  | SH Lab | 86#4F-Multimedia test lab | II | 2020-06-29 | 2021-06-28 | EC JK | Closed |  | 试验探棒
EC2895 |  | Test Probe |  |  | SH Lab | 86#4F-Multimedia test lab | II | 2020-06-29 | 2021-06-28 | EC JK | Closed |  | 试验探棒
EC2896 |  | Test Probe |  |  | SH Lab | 86#1F-Garden tools test lab (Ⅰ) | II | 2020-09-12 | 2021-09-11 | EC JK | Closed |  | 手持式探棒
EC2897 |  | Steel Bar |  |  | SH Lab | 86#3F-Home appliance test lab | II | 2020-06-17 | 2021-06-16 | EC JZ | Closed | Calibrating | 钢条
EC2898 |  | Cleaner's vacuum Pressure Tester |  |  | SH Lab | 86#2F-Performance test lab | II | 2020-08-06 | 2021-08-05 | ES AW | Closed |  | 吸尘器真空压力测试装置
EC2900 |  | Gauge |  |  | SH Lab | 51#7F-LUM test lab | II | 2020-06-22 | 2021-06-21 | EC JZ | Closed |  | 检查用量规
EC2901 |  | Ball |  |  | SH Lab | 86#3F-Home appliance test lab | II | 2020-06-29 | 2021-06-28 | EC JK | Closed |  | 试验用球
EC2902 |  | Spring Hammer |  |  | SH Lab | 86#1F-Tools & machinery test lab | II | 2021-11-08 | 2022-02-07 | EC JK | Closed |  | 冲击头
EC2903 |  | Spring Hammer |  |  | SH Lab | 86#3F-Construction test lab (Ⅱ) | II | 2021-11-08 | 2022-02-07 | EC JK | Closed |  | 冲击锤
EC2905 |  | 3-Axise Fixture |  |  | SH Lab | 86#1F-Garden tools test lab (Ⅰ) | III | 2004-07-23 | — |  | Closed |  | 3维测功机支架
EC2906 |  | IPX8 tester -2 |  |  | SH Lab | 86#1F-Washing M/C test lab | I | 2020-08-11 | 2021-08-10 | JSMI | Closed |  | 水密性测试压力容器
EC2907 |  | Thermometer |  | 86710077 | SH Lab | 86#1F-Tools & machinery test lab | I | 2020-10-22 | 2021-10-21 | JSMI | Closed |  | 点温计
EC2909 |  | Metallic support for electrical iron |  |  | SH Lab | 86#3F-Home appliance test lab | III | 2004-08-05 | — |  | Closed |  | 电熨斗支架
EC2910 |  | Tapeline |  |  | SH Lab | 86#2F-TCO test lab | III | 2014-09-16 | — | SQI | Closed | 2015.06.22 | 卷尺
EC2913 |  | Digital Multimeter |  |  | SH Lab | 51#7F-PPT test lab | II | 2020-08-14 | 2021-08-13 | EC JZ | Closed |  | 数字万用表
EC2914 |  | AC Digital Power Meter |  |  | SH Lab | 51#7F-PPT test lab | II | 2020-09-05 | 2021-09-04 | EC JK | Closed |  | 数字交流功率表
EC2915 |  | AC Digital Power Meter |  |  | SH Lab | 51#7F-PPT test lab | II | 2020-08-22 | 2021-08-21 | EC JK | Closed |  | 数字交流功率表
EC2916 |  | AC Digital Power Meter |  |  | SH Lab | 51#7F-PPT test lab | II | 2020-08-08 | 2021-08-07 | EC JK | Closed |  | 数字交流功率表
EC2918 |  | Variable Transformer |  |  | SH Lab | 51#7F-PPT test lab | III | 2012-12-17 | — |  | Closed |  | 调压器
EC2919 |  | Variable Transformer |  |  | SH Lab | 51#7F-PPT test lab | III | 2004-08-25 | — |  | Closed |  | 调压器
EC2920 |  | Variable Transformer |  |  | SH Lab | 51#7F-PPT test lab | III | 2004-08-25 | — |  | Closed |  | 调压器
EC2921 |  | Variable Transformer |  |  | SH Lab | 51#7F-PPT test lab | III | 2004-08-25 | — |  | Closed |  | 调压器
EC2922 |  | Variable Transformer |  |  | SH Lab | 51#7F-PPT test lab | III | 2004-08-25 | — |  | Closed |  | 调压器
EC2924 |  | Spring Hammer |  |  | SH Lab | 86#1F-Tools & machinery test lab | II | 2021-11-08 | 2022-02-07 | EC JK | Closed |  | 冲击锤
EC2925 |  | Data Acquisition/Switch Unit |  |  | SH Lab | 51#7F-PPT test lab | II | 2020-07-20 | 2021-07-19 | ES AW | Closed | Agilent BenchLink Data Logger 3版本4.2.00 | 数据采集仪
EC2926 |  | Data Acquisition/Switch Unit |  |  | SH Lab | 51#7F-PPT test lab | II | 2020-09-04 | 2021-09-03 | ES AW | Closed | Agilent BenchLink Data Logger 3版本4.2.00 | 数据采集仪
EC2927 |  | Data Acquisition/Switch Unit |  |  | SH Lab | 51#7F-PPT test lab | II | 2020-09-04 | 2021-09-03 | ES AW | Closed | Agilent BenchLink Data Logger 3版本4.2.00 | 数据采集仪
EC2928 |  | Exposure Level Tester ETL-400 | 147619 | C-0018 | SH Lab | 86#4F-EMC test lab | I | 2020-06-01 | 2021-05-31 | SIMT | Closed | Calibrating | 低频磁场测试仪
EC2929 |  | Digital scale | iGB-60 | 2710410 | SH Lab | 51#7F-PPT test lab | I | 2020-05-14 | 2021-05-13 | JSMI | Closed |  | 电子秤
EC2932 |  | Hot wire ignition tester |  |  | SH Lab | 86#1F-Material test lab | II | 2020-10-08 | 2021-10-07 | ES AW | Closed |  | 热丝引燃装置
EC2932 | 1 | AC Digital Power Meter |  |  | SH Lab | 86#1F-Material test lab | II | 2020-10-08 | 2021-10-07 | EC JK | Closed |  | 数字交流功率表
EC2934 |  | Surface wall temperature test apparatus |  |  | SH Lab | 51#7F-PPT test lab | III | 2004-09-23 | — |  | Closed |  | 壁灯试验装置
EC2935 |  | Surface wall temperature test apparatus |  |  | SH Lab | 51#7F-PPT test lab | III | 2004-09-23 | — |  | Closed |  | 壁灯试验装置
EC2936 |  | Test corner |  |  | SH Lab | 51#7F-PPT test lab | III | 2004-09-23 | — |  | Closed |  | 试验角
EC2937 |  | Test corner |  |  | SH Lab | 86#3F-Training equipment test lab | III | 2004-09-23 | — |  | Closed |  | 试验角
EC2939 |  | Data Acquisition/Switch Unit |  | MY41010061 | SH Lab | 86#1F-Garden tools test lab (Ⅰ) | II | 2021-02-08 | 2022-02-07 | ES AW | Closed | Agilent BenchLink Data Logger 3版本4.2.00 | 数据采集仪
EC2943 |  | Surface Ceiling Temperature Test Apparatus |  |  | SH Lab | 51#7F-LUM test lab | III | 2004-10-02 | — |  | Closed |  | 吊灯试验装置
EC2944 |  | Surface Ceiling Temperature Test Apparatus |  |  | SH Lab | 51#7F-PPT test lab | III | 2004-10-02 | — |  | Closed |  | 吊灯试验装置
EC2945 |  | Surface Ceiling Temperature Test Apparatus |  |  | SH Lab | 51#7F-PPT test lab | III | 2004-10-02 | — |  | Closed |  | 吊灯试验装置
EC2946 |  | Surface Ceiling Temperature Test Apparatus |  |  | SH Lab | 51#7F-PPT test lab | III | 2004-10-02 | — |  | Closed |  | 吊灯试验装置
EC2947 |  | Surface Ceiling Temperature Test Apparatus |  |  | SH Lab | 51#7F-PPT test lab | III | 2004-10-02 | — |  | Closed |  | 吊灯试验装置
EC2949 |  | Standard Workbench |  |  | SH Lab | 51#7F-PPT test lab | III | 2004-10-02 | — |  | Closed |  | 标准实验台
EC2950 |  | Laver |  |  | SH Lab | 86#3F-Construction test lab (Ⅱ) | III | 2004-10-10 | — |  | Closed |  | 水盆
EC2951 |  | Measuring Cup |  |  | SH Lab | 86#3F-Construction test lab (Ⅱ) | III | 2004-10-10 | — |  | Closed |  | 量杯
EC2953 |  | Test Rod |  |  | SH Lab | 86#3F-Construction test lab (Ⅱ) | II | 2020-10-08 | 2021-10-07 | EC JK | Closed |  | 测试棒
EC2954 |  | Beaker |  |  | SH Lab | 86#3F-Construction test lab (Ⅱ) | III | 2004-10-14 | — |  | Closed |  | 烧杯
EC2955 |  | Laver |  |  | SH Lab | 86#3F-Construction test lab (Ⅱ) | III | 2004-10-14 | — |  | Closed |  | 水盆
EC2956 |  | ESD Gun |  | 0404-20 | SH Lab | 86#4F-EMC test lab | I | 2020-06-30 | 2021-06-29 | JSMI | Closed |  | ESD Gun
EC2957 |  | Motorised Variac |  |  | SH Lab | 86#4F-EMC test lab | I | 2021-03-25 | 2022-03-24 | SIMT | Closed |  | 自动调压器
EC2958 |  | Conducted immunity system |  |  | SH Lab | 86#4F-EMI Shielding room | I | 2021-03-25 | 2022-03-24 | SIMT | Closed |  | Conducted immunity system
EC2958 | 1 | Coupling decoupling network |  |  | SH Lab | 86#4F-EMC test lab | I | 2021-02-10 | 2022-02-09 | SIMT | Closed |  | Coupling decoupling network
EC2959 |  | Capacitive coupling Calmp |  |  | SH Lab | 86#4F-EMC test lab | I | 2020-12-30 | 2021-12-29 | SIMT | Closed |  | Capacitive coupling Calmp
EC2960 |  | Immunity system |  | 0201-06 | SH Lab | 86#4F-EMC test lab | I | 2020-08-18 | 2021-08-17 | JSMI | Closed |  | Immunity system
EC2961 |  | FCC part 68 test system |  | 0903-01 | SH Lab | 86#4F-EMC test lab | I | 2020-12-29 | 2021-12-28 | SIMT | Closed |  | FCC part 68 test system
EC2963 |  | Laver |  |  | SH Lab | 86#3F-Construction test lab (Ⅱ) | III | 2004-10-19 | — |  | Closed |  | 水盆
EC2964 |  | Tapeline |  |  | CN FAC | 86#4F-Calibration room | I | 2020-05-20 | 2021-05-19 | JSMI | Closed |  | 卷尺
EC2967 |  | Digital Manometer |  | 30206031 | SH Lab | 86#1F-Garden tools test lab (Ⅰ) | I | 2021-02-19 | 2022-02-18 | SIMT | Closed |  | 差压仪
EC2968 | 10 | Weight |  |  | SH Lab | 86#2F-Performance test lab | II | 2020-12-05 | 2021-12-04 | EC JK | Closed |  | 砝码
EC2968 | 11 | Weight |  |  | SH Lab | 86#2F-Performance test lab | II | 2020-12-05 | 2021-12-04 | EC JK | Closed |  | 砝码
EC2968 | 12 | Weight |  |  | SH Lab | 86#2F-Performance test lab | II | 2020-12-05 | 2021-12-04 | EC JK | Closed |  | 砝码
EC2968 | 13 | Weight |  |  | SH Lab | 86#2F-Performance test lab | II | 2020-12-05 | 2021-12-04 | EC JK | Closed |  | 砝码
EC2968 | 14 | Weight |  |  | SH Lab | 86#2F-Performance test lab | II | 2020-12-05 | 2021-12-04 | EC JK | Closed |  | 砝码
EC2968 | 15 | Weight |  |  | SH Lab | 86#2F-Performance test lab | II | 2020-12-05 | 2021-12-04 | EC JK | Closed |  | 砝码
EC2968 | 16 | Weight |  |  | SH Lab | 86#2F-Performance test lab | II | 2020-12-05 | 2021-12-04 | EC JK | Closed |  | 砝码
EC2968 | 17 | Weight |  |  | SH Lab | 86#2F-Performance test lab | II | 2020-12-05 | 2021-12-04 | EC JK | Closed |  | 砝码
EC2968 | 18 | Weight |  |  | SH Lab | 86#2F-Performance test lab | II | 2020-12-05 | 2021-12-04 | EC JK | Closed |  | 砝码
EC2968 | 19 | Weight |  |  | SH Lab | 86#2F-Performance test lab | II | 2020-12-05 | 2021-12-04 | EC JK | Closed |  | 砝码
EC2968 | 2 | Pressure Meter |  |  | SH Lab | 86#1F-Water-proof test lab | I | 2021-03-25 | 2022-03-24 | JSMI | Closed |  | 压力表
EC2968 | 20 | Weight |  |  | SH Lab | 86#2F-Performance test lab | II | 2020-12-05 | 2021-12-04 | EC JK | Closed |  | 砝码
EC2968 | 21 | Weight |  |  | SH Lab | 86#2F-Performance test lab | II | 2020-12-05 | 2021-12-04 | EC JK | Closed |  | 砝码
EC2968 | 22 | Weight |  |  | SH Lab | 86#2F-Performance test lab | II | 2020-12-05 | 2021-12-04 | EC JK | Closed |  | 砝码
EC2968 | 23 | Weight |  |  | SH Lab | 86#2F-Performance test lab | II | 2020-12-05 | 2021-12-04 | EC JK | Closed |  | 砝码
EC2968 | 24 | Weight |  |  | SH Lab | 86#2F-Performance test lab | II | 2020-12-05 | 2021-12-04 | EC JK | Closed |  | 砝码
EC2968 | 25 | Weight |  |  | SH Lab | 86#2F-Performance test lab | II | 2020-12-05 | 2021-12-04 | EC JK | Closed |  | 砝码
EC2968 | 26 | Weight |  |  | SH Lab | 86#2F-Performance test lab | II | 2020-12-05 | 2021-12-04 | EC JK | Closed |  | 砝码
EC2968 | 27 | Weight |  |  | SH Lab | 86#2F-Performance test lab | II | 2020-12-05 | 2021-12-04 | EC JK | Closed |  | 砝码
EC2968 | 28 | Weight |  |  | SH Lab | 86#2F-Performance test lab | II | 2020-12-05 | 2021-12-04 | EC JK | Closed |  | 砝码
EC2968 | 29 | Weight |  |  | SH Lab | 86#2F-Performance test lab | II | 2020-12-05 | 2021-12-04 | EC JK | Closed |  | 砝码
EC2968 | 48 | Rain test spray head |  |  | SH Lab | 86#1F-Water-proof test lab | II | 2020-06-20 | 2021-06-19 | EC JK | Closed |  | 淋雨测试喷头
EC2968 | 49 | Rain test spray head |  |  | SH Lab | 86#1F-Washing M/C test lab | II | 2020-06-20 | 2021-06-19 | EC JK | Closed |  | 淋雨测试喷头
EC2968 | 50 | Rain test spray head |  |  | SH Lab | 86#1F-Water-proof test lab | II | 2020-06-20 | 2021-06-19 | EC JK | Closed |  | 淋雨测试喷头
EC2968 | 51 | Rain test spray head |  |  | SH Lab | 86#1F-Water-proof test lab | II | 2020-06-20 | 2021-06-19 | EC JK | Closed |  | 淋雨测试喷头
EC2968 | 6 | Weight |  |  | SH Lab | 51#7F-PPT test lab | II | 2020-12-05 | 2021-12-04 | EC JK | Closed |  | 砝码
EC2968 | 7 | Weight |  |  | SH Lab | 51#7F-PPT test lab | II | 2020-12-05 | 2021-12-04 | EC JK | Closed |  | 砝码
EC2968 | 8 | Weight |  |  | SH Lab | 86#2F-Performance test lab | II | 2020-12-05 | 2021-12-04 | EC JK | Closed |  | 砝码
EC2968 | 9 | Weight |  |  | SH Lab | 86#2F-Performance test lab | II | 2020-12-05 | 2021-12-04 | EC JK | Closed |  | 砝码
EC2969 |  | Beaker |  |  | SH Lab | 86#3F-Construction test lab (Ⅱ) | III | 2004-11-11 | — |  | Closed |  | 烧杯
EC2970 |  | Beaker |  |  | SH Lab | 86#3F-Construction test lab (Ⅱ) | III | 2004-11-11 | — |  | Closed |  | 烧杯
EC2971 |  | Beaker |  |  | SH Lab | 86#3F-Construction test lab (Ⅱ) | III | 2004-11-11 | — |  | Closed |  | 烧杯
EC2972 |  | Laver |  |  | SH Lab | 86#3F-Construction test lab (Ⅱ) | III | 2004-11-11 | — |  | Closed |  | 水盆
EC2973 |  | Laver |  |  | SH Lab | 86#3F-Construction test lab (Ⅱ) | III | 2004-11-11 | — |  | Closed |  | 水盆
EC2974 |  | Laver |  |  | SH Lab | 86#3F-Construction test lab (Ⅱ) | III | 2004-11-11 | — |  | Closed |  | 水盆
EC2975 |  | DC Analog Current Meter |  |  | SH Lab | 86#3F-Training equipment test lab | II | 2021-03-13 | 2022-03-12 | EC JK | Closed |  | 模拟直流电流表
EC2976 |  | Sand Bag |  |  | SH Lab | 85#5F-ACCE & LUM test lab | III | 2004-09-08 | — |  | Closed |  | 沙袋
EC2978 |  | Digital display pressure sensor |  | 41123 | SH Lab | 86#1F-Garden tools test lab (Ⅰ) | I | 2020-11-17 | 2021-11-16 | JSMI | Closed |  | 数显测力仪
EC2979 |  | AC/DC Analog Volt Meter |  |  | SH Lab | 86#1F-Tools & machinery test lab | II | 2021-02-13 | 2022-02-12 | EC JK | Closed |  | 模拟交直流电压表
EC2983 |  | Clamp For Dynamometer |  |  | SH Lab | 86#1F-Tools & machinery test lab | III | 2004-11-23 | — | TY | Closed |  | 测功机夹具
EC2985 |  | AC Frequency Converter |  |  | SH Lab | 86#3F-Home appliance test lab | III | 2004-12-22 | — | TY | Closed |  | 交流变频电源
EC2986 |  | Test fixture for corrugated fibreboard penetration test |  |  | SH Lab | 86#1F-Tools & machinery test lab | II | 2020-11-29 | 2021-11-28 | ES AW | Closed |  | 波浪形纤维纸板穿透测试 装置
EC2987 |  | Flat stand for sander endurance testing |  |  | SH Lab | 86#1F-Tools & machinery test lab | III | 2004-11-30 | — | TY | Closed |  | 砂光机平面架
EC2988 |  | Fixture for Thermocouple |  |  | SH Lab | 85#5F-ACCE & LUM test lab | III | 2004-12-01 | — | TY | Closed |  | 热电偶支架
EC2989 |  | Fixture for Thermocouple |  |  | SH Lab | 85#5F-ACCE & LUM test lab | III | 2004-12-01 | — | TY | Closed |  | 热电偶支架
EC2990 |  | Test box for angle grinders |  |  | SH Lab | 86#1F-Tools & machinery test lab | III | 2004-12-02 | — | TY | Closed |  | 角磨测试盒
EC2996 |  | AC/DC Digital Power Meter |  |  | SH Lab | 86#1F-Tools & machinery test lab | II | 2020-12-19 | 2021-12-18 | EC JK | Closed | calibrating | 数字交直流功率表
EC2998 |  | AC/DC Digital Power Meter |  |  | SH Lab | 86#1F-Tools & machinery test lab | II | 2020-12-29 | 2021-12-28 | EC JK | Closed |  | 数字交直流功率表
EC2999 |  | AC/DC Digital Power Meter |  |  | SH Lab | 86#2F-Garden tools test lab (Ⅱ) | II | 2020-12-21 | 2021-12-20 | EC JK | Closed |  | 数字交直流功率表
EC3000 |  | AC/DC Digital Power Meter |  |  | SH Lab | 86#1F-Tools & machinery test lab | II | 2020-12-19 | 2021-12-18 | EC JK | Closed |  | 数字交直流功率表
EC3006 |  | 35℃ Constant temperature room |  |  | SH Lab | 86#1F-Environment test lab | I | 2020-03-04 | 2021-03-03 | JSMI | Calibrating | improving(05.11.16) | 35℃恒温室
EC3009 |  | Apparatus for gauge testing pin |  |  | SH Lab | 85#5F-Gauge room | II | 2020-12-07 | 2021-12-06 | ES AW | Closed |  | 插头测试量规用装置
EC3012 |  | Test corner |  |  | SH Lab | 85#5F-ACCE & LUM test lab | III | 2004-12-10 | — | TY | Closed |  | 试验角
EC3013 |  | Lever Arm |  |  | SH Lab | 85#5F-ACCE & LUM test lab | III | 2004-12-13 | — | TY | Closed |  | 杠杆臂
EC3014 |  | Standard Workbench |  |  | SH Lab | 86#1F-Tools & machinery test lab | III | 2004-12-13 | — | TY | Closed |  | 标准实验台
EC3015 |  | Standard Workbench |  |  | SH Lab | 86#1F-Tools & machinery test lab | III | 2004-12-13 | — | TY | Closed |  | 标准实验台
EC3016 |  | Standard Workbench |  |  | SH Lab | 51#7F-PPT test lab | III | 2004-12-13 | — | TY | Closed |  | 标准实验台
EC3017 |  | Standard Workbench |  |  | SH Lab | 85#5F-ACCE & LUM test lab | III | 2004-12-13 | — | TY | Closed |  | 标准实验台
EC3018 |  | Standard Workbench |  |  | SH Lab | 85#5F-ACCE & LUM test lab | III | 2004-12-13 | — | TY | Closed |  | 标准实验台
EC3019 |  | Standard Workbench |  |  | SH Lab | 85#5F-ACCE & LUM test lab | III | 2004-12-13 | — | TY | Closed |  | 标准实验台
EC3020 |  | Standard Workbench |  |  | SH Lab | 85#5F-ACCE & LUM test lab | III | 2004-12-13 | — | TY | Closed |  | 标准实验台
EC3021 |  | Standard Workbench |  |  | SH Lab | 85#5F-ACCE & LUM test lab | III | 2004-12-13 | — | TY | Closed |  | 标准实验台
EC3022 |  | Standard Workbench |  |  | SH Lab | 86#3F-Home appliance test lab | III | 2004-12-13 | — | TY | Closed |  | 标准实验台
EC3023 |  | Standard Workbench |  |  | SH Lab | 86#3F-Home appliance test lab | III | 2004-12-13 | — | TY | Closed |  | 标准实验台
EC3024 |  | Standard Workbench |  |  | SH Lab | 86#3F-Heating & motor test lab | III | 2004-12-13 | — | TY | Closed |  | 标准实验台
EC3025 |  | Standard Workbench |  |  | SH Lab | 86#3F-Home appliance test lab | III | 2004-12-13 | — | TY | Closed |  | 标准实验台
EC3026 |  | Standard Workbench |  |  | SH Lab | 86#3F-Home appliance test lab | III | 2004-12-13 | — | TY | Closed |  | 标准实验台
EC3027 |  | Standard Workbench |  |  | SH Lab | 86#3F-Home appliance test lab | III | 2004-12-13 | — | TY | Closed |  | 标准实验台
EC3028 |  | Shelf for enduring test |  |  | SH Lab | 86#1F-Endurance test lab | III | 2004-12-13 | — | TY | Closed |  | 耐久架
EC3030 |  | Test Probe |  |  | SH Lab | 86#3F-Construction test lab (Ⅱ) | II | 2020-12-27 | 2021-12-26 | ES AW | Closed |  | 试验探棒
EC3031 |  | Test Cone |  |  | SH Lab | 86#2F-Construction test lab(Ⅰ) | III | 2004-12-28 | — | TY | Closed |  | 试验锥
EC3032 |  | Digital scale |  | 1125490337 | SH Lab | 51#7F-PPT test lab | I | 2020-10-13 | 2021-10-12 | JSMI | Closed |  | 电子秤
EC3033 |  | Data Acquisition/Switch Unit |  |  | SH ACCE | 85#5F-ACCE & LUM test lab | II | 2020-12-27 | 2021-12-26 | ES AW | Closed | Agilent BenchLink Data Logger 3版本4.2.00 | 数据采集仪
EC3034 |  | Ground Bond Tester |  | 1360114 | SH Lab | 86#1F-Tools & machinery test lab | I | 2020-06-12 | 2021-06-11 | JSMI | Closed |  | 接地阻抗测试仪
EC3036 | 1 | Gauge |  |  | SH Lab | 85#5F-Gauge room | II | 2020-05-15 | 2021-05-14 | EC JK | Closed |  | 测试插座用量规
EC3036 | 2 | Gauge |  |  | SH Lab | 85#5F-Gauge room | II | 2020-05-15 | 2021-05-14 | EC JK | Closed |  | 测试插座用量规
EC3036 | 3 | Gauge |  |  | SH Lab | 85#5F-Gauge room | II | 2020-05-15 | 2021-05-14 | EC JK | Closed |  | 测试插座用量规
EC3036 | 4 | Gauge |  |  | SH Lab | 85#5F-Gauge room | II | 2020-05-15 | 2021-05-14 | EC JK | Closed |  | 测试插座用量规
EC3037 | 1 | Gauge |  |  | SH Lab | 85#5F-Gauge room | II | 2020-05-15 | 2021-05-14 | EC JK | Closed |  | 测试插座用量规
EC3037 | 2 | Gauge |  |  | SH Lab | 85#5F-Gauge room | II | 2020-05-15 | 2021-05-14 | EC JK | Closed |  | 测试插座用量规
EC3037 | 3 | Gauge |  |  | SH Lab | 85#5F-Gauge room | II | 2020-05-15 | 2021-05-14 | EC JK | Closed |  | 测试插座用量规
EC3037 | 4 | Gauge |  |  | SH Lab | 85#5F-Gauge room | II | 2020-05-15 | 2021-05-14 | EC JK | Closed |  | 测试插座用量规
EC3038 |  | Wood Block |  |  | SH Lab | 85#5F-ACCE & LUM test lab | III | 2004-12-01 | — | TY | Closed |  | 木板
EC3039 |  | AC/DC Digital Power Meter |  |  | SH Lab | 86#3F-Home appliance test lab | II | 2021-01-11 | 2022-01-10 | EC JK | Closed |  | 数字交直流功率表
EC3040 |  | Variable Transformer |  |  | SH Lab | 86#3F-Construction test lab (Ⅱ) | III | 2004-12-29 | — | TY | Closed |  | 调压器
EC3041 |  | Variable Transformer |  |  | SH Lab | 86#3F-Training equipment test lab | III | 2004-12-29 | — | TY | Closed |  | 调压器
EC3042 |  | Variable Transformer |  |  | SH Lab | 86#3F-Home appliance test lab | III | 2004-12-29 | — | TY | Closed |  | 调压器
EC3043 | 1 | Power amplifier |  |  | SH Lab | 86#4F-EMC test lab | I | 2020-07-09 | 2021-07-08 | SIMT | Closed | ADT CS Test Workbench V 7.4.00 | 功率放大器
EC3043 | 10 | Impedance |  |  | SH Lab | 86#4F-EMC test lab | I | 2021-02-10 | 2022-02-09 | SIMT | Closed |  | 阻抗
EC3043 | 11 | Impedance |  |  | SH Lab | 86#4F-EMC test lab | I | 2021-02-10 | 2022-02-09 | SIMT | Closed |  | 阻抗
EC3043 | 3 | Atteunator |  |  | SH Lab | 86#4F-EMC test lab | I | 2021-02-10 | 2022-02-09 | SIMT | Closed | ADT CS Test Workbench V 7.4.00 | Atteunator
EC3043 | 4 | Coupling decoupling network T4 |  |  | SH Lab | 86#4F-EMC test lab | I | 2021-02-10 | 2022-02-09 | SIMT | Closed | ADT CS Test Workbench V 7.4.00 | Coupling decoupling network T4
EC3043 | 5 | Daul directional coupler |  |  | SH Lab | 86#4F-EMC test lab | I | 2021-02-10 | 2022-02-09 | SIMT | Closed |  | Daul directional coupler
EC3043 | 6 | EM Clamp |  |  | SH Lab | 86#4F-EMC test lab | I | 2020-11-11 | 2021-11-10 | CEPREI | Closed |  | 电流注入钳
EC3043 | 9 | Atteunator |  |  | SH Lab | 86#4F-EMC test lab | I | 2021-02-10 | 2022-02-09 | SIMT | Closed |  | Atteunator
EC3044 | 1 | Signal generator |  |  | SH Lab | 86#4F-EMC test lab | I | 2021-01-25 | 2022-01-24 | SIMT | Closed | SW1006 V 1.17 | 信号发生器
EC3044 | 10 | charger |  |  | SH Lab | 86#6F-Control room | III |  | — | TY | Closed |  | charger
EC3044 | 11 | AM/FM/scan modulator |  |  | SH Lab | 86#4F-EMC test lab | III | 2006-07-20 | — | TY | Closed |  | AM/FM/scan modulator
EC3044 | 12 | RF attenuator |  |  | SH Lab | 86#4F-EMC test lab | III | 2006-07-20 | — | TY | Closed |  | RF attenuator
EC3044 | 4 | Power amplifier |  |  | SH Lab | 86#6F-Control room | I | 2019-07-12 | 2021-07-11 | JSMI | Closed | SW1006 V 1.17 | 功率放大器
EC3044 | 6 | Daul directional coupler |  |  | SH Lab | 86#6F-Control room | I | 2021-02-10 | 2022-02-09 | SIMT | Closed | SW1006 V 1.17 | Daul directional coupler
EC3044 | 7 | Log-Period antenna |  |  | SH Lab | 86#6F-Control room | I | 2020-03-13 | 2021-03-12 | NIM | Calibrating | SW1006 V 1.17 | 对数周期天线
EC3044 | 8 | Horn Antenna |  |  | SH Lab | 86#6F-Control room | I | 2020-01-18 | 2021-01-17 | NIM | Calibrating | SW1006 V 1.17 | 喇叭天线
EC3045 |  | EMI Test Receiver | ESIB 26 | 100248 | SH Lab | 86#6F-Control room | I | 2020-10-21 | 2021-10-20 | SIMT | Closed | Software ver: ES-K1 V1.71，Firmware version：4.32.2 | 电磁干扰测量接收机
EC3045 | 1 | attenuator | 6dB |  | SH Lab | 86#6F-Control room | I | 2020-06-11 | 2021-06-10 | CEPREI | Closed |  | 衰减器
EC3047 |  | Fully anechoic chamber |  |  | SH Lab | 86#6F-Control room | I | 2020-07-15 | 2021-07-14 | NIM | Closed | SW1006 V 1.17 | 屏蔽房
EC3048 |  | Semi-anechoic chamber |  |  | SH Lab | 86#6F-Control room | I | 2020-07-15 | 2021-07-14 | NIM | Closed | ES-K1 V1.71 | 屏蔽房
EC3049 |  | Horn Antenna |  |  | SH Lab | 86#6F-Control room | I | 2020-01-18 | 2021-01-17 | CEPREI | Calibrating | ES-K1 V1.71 | 喇叭天线
EC3050 |  | AC Hi-Pot tester |  | 4591 | SH Lab | 51#7F-PPT test lab | I | 2020-11-03 | 2021-11-02 | JSMI | Closed |  | 交流耐压仪
EC3051 |  | Digital Multimeter |  |  | SH Lab | 86#4F-Multimedia test lab | II | 2021-01-06 | 2022-01-05 | EC JZ | Closed |  | 数字万用表
EC3055 | 1 | Plate for NEMA Plug |  |  | SH Lab | 85#5F-Gauge room | II | 2021-01-10 | 2022-01-09 | EC JK | Closed |  | 测试插头用金属底板
EC3055 | 2 | Plate for NEMA Plug |  |  | SH Lab | 85#5F-Gauge room | II | 2021-01-10 | 2022-01-09 | EC JK | Closed |  | 测试插头用金属底板
EC3056 |  | Test Probe |  |  | SH Lab | 86#4F-Multimedia test lab | II | 2021-04-18 | 2022-04-17 | EC JK | Closed |  | 试验棒
EC3057 |  | Test Probe |  |  | SH Lab | 86#4F-Multimedia test lab | II | 2021-04-18 | 2022-04-17 | EC JK | Closed |  | 试验棒
EC3058 |  | Asymmetric Pulse Tester |  |  | SH Lab | 51#7F-LUM test lab | II | 2021-01-11 | 2022-01-10 | EC JZ | Closed |  | 非对称脉冲试验装置
EC3059 |  | Open Filament Tester |  |  | SH Lab | 85#5F-ACCE & LUM test lab | III | 2005-01-12 | — | TY | Closed |  | 灯丝试验装置
EC3062 |  | Laver |  |  | SH Lab | 86#3F-Home appliance test lab | III | 2005-01-20 | — | TY | Closed |  | 水盆
EC3063 |  | Laver |  |  | SH Lab | 86#4F-EMC test lab | III | 2005-01-20 | — | TY | Closed |  | 水盆
EC3064 |  | Capacitor Box |  |  | SH Lab | 86#2F-Power supply test lab | III | 2005-01-21 | — | TY | Closed |  | 电容盒
EC3065 |  | Capacitor Box |  |  | SH Lab | 86#2F-Power supply test lab | III | 2005-01-21 | — | TY | Closed |  | 电容盒
EC3068 |  | Ground Bond Tester | 7314 | 1360122 | SH Lab | 86#4F-Multimedia test lab | I | 2021-03-24 | 2022-03-23 | JSMI | Closed |  | 接地阻抗测试仪
EC3069 |  | Load for ARC welding machine |  |  | SH Lab | 86#2F-Power supply test lab | III | 2005-01-26 | — | TY | Closed |  | 电焊机负载
EC3070 |  | Digital Caliper |  | 23658 | CN FAC | 86#4F-Calibration room | I | 2021-03-18 | 2022-03-17 | JSMI | Closed |  | 电子数显卡尺
EC3071 |  | 3-Axise Fixture |  |  | SH Lab | 86#1F-Tools & machinery test lab | III | 2005-01-31 | — | TY | Closed |  | 三维支架
EC3072 |  | Vessel of Aluminum |  |  | SH Lab | 86#3F-Home appliance test lab | II | 2021-02-05 | 2022-02-04 | ES CZ | Closed |  | 铝罐
EC3074 |  | Leakage Current Filter |  | 2 | SH Lab | 86#3F-Construction test lab (Ⅱ) | I | 2020-09-01 | 2021-08-31 | SIMT | Closed | Cal, result:fail,repairing | 泄漏电流测试盒
EC3075 |  | Leakage Current Filter |  | 1 | SH Lab | 86#4F-Multimedia test lab | I | 2021-03-19 | 2022-03-18 | SIMT | Closed |  | 泄漏电流测试盒
EC3076 |  | Leakage Current Filter |  | 1 | SH Lab | 51#7F-LUM test lab | I | 2020-03-20 | 2021-03-19 | SIMT | Calibrating |  | 泄漏电流测试盒
EC3077 |  | Tapeline |  |  | SH Lab | 86#1F-Tools & machinery test lab | III | 2015-05-07 | — | SQI | Closed | 2015.06.22 | 卷尺
EC3079 |  | Ambient Temperature Barrel for Test Corner |  |  | SH Lab | 86#3F-Home appliance test lab | III | 2005-02-23 | — | TY | Closed |  | 试验角用环境温度测试用小桶
EC3082 |  | Test equipment for double voltage/double frequency of transformers |  |  | CN FAC | 86#4F-Calibration room | III | 2005-01-12 | — | TY | Closed |  | 倍频倍压试验装置
EC3083 |  | Gauge |  |  | SH Lab | 86#1F-Tools & machinery test lab | II | 2021-03-03 | 2022-03-02 | ES AW | Closed | calibrating | 量规
EC3084 |  | Stability device |  |  | XM Lab | 86#3F-Construction test lab (Ⅱ) | III | 2005-03-08 | — | ES JH | Closed |  | 稳定性装置
EC3091 |  | Test Pin |  |  | SH Lab | 86#3F-Home appliance test lab | II | 2021-03-08 | 2022-03-07 | EC JK | Closed |  | 试验销
EC3093 |  | AC Digital Power Meter |  |  | SH Lab | 86#4F-Multimedia test lab | II | 2020-07-24 | 2021-07-23 | EC JK | Closed |  | 数字交流功率表
EC3094 |  | Isolating Transformer |  |  | SH Lab | 86#4F-Multimedia test lab | III | 2004-05-08 | — | TY | Closed |  | 隔离变压器
EC3097 | 1 | Gauge |  |  | SH Lab | 85#5F-Gauge room | II | 2021-03-15 | 2022-03-14 | ES AW | Closed |  | 测试插头用插座量规
EC3097 | 2 | Gauge |  |  | SH Lab | 85#5F-Gauge room | II | 2021-03-15 | 2022-03-14 | ES AW | Closed |  | 测试插头用插座量规
EC3097 | 3 | Gauge |  |  | SH Lab | 85#5F-Gauge room | II | 2021-03-15 | 2022-03-14 | ES AW | Closed |  | 测试插头用插座量规
EC3097 | 4 | Gauge |  |  | SH Lab | 85#5F-Gauge room | II | 2021-03-15 | 2022-03-14 | ES AW | Closed |  | 测试插头用插座量规
EC3097 | 5 | Gauge |  |  | SH Lab | 85#5F-Gauge room | II | 2021-03-15 | 2022-03-14 | ES AW | Closed |  | 测试插头用插座量规
EC3098 | 1 | Gauge |  |  | SH Lab | 85#5F-Gauge room | II | 2021-03-15 | 2022-03-14 | ES AW | Closed |  | 测试插头用插座量规
EC3098 | 2 | Gauge |  |  | SH Lab | 85#5F-Gauge room | II | 2021-03-15 | 2022-03-14 | ES AW | Closed |  | 测试插头用插座量规
EC3098 | 3 | Gauge |  |  | SH Lab | 85#5F-Gauge room | II | 2021-03-15 | 2022-03-14 | ES AW | Closed |  | 测试插头用插座量规
EC3098 | 4 | Gauge |  |  | SH Lab | 85#5F-Gauge room | II | 2021-03-15 | 2022-03-14 | ES AW | Closed |  | 测试插头用插座量规
EC3098 | 5 | Gauge |  |  | SH Lab | 85#5F-Gauge room | II | 2021-03-15 | 2022-03-14 | ES AW | Closed |  | 测试插头用插座量规
EC3099 | 2 | Torque gauge for socket |  |  | SH Lab | 85#5F-Gauge room | II | 2021-03-15 | 2022-03-14 | EC JK | Closed |  | 测试插座用转矩量规
EC3099 | 3 | Torque gauge for socket |  |  | SH Lab | 85#5F-Gauge room | II | 2021-03-15 | 2022-03-14 | EC JK | Closed |  | 测试插座用转矩量规
EC3099 | 4 | Torque gauge for socket |  |  | SH Lab | 85#5F-Gauge room | II | 2021-03-15 | 2022-03-14 | EC JK | Closed |  | 测试插座用转矩量规
EC3100 |  | Time Relay |  |  | SH Lab | 86#1F-Tools & machinery test lab | II | 2020-05-28 | 2021-05-27 | ES AW | Closed |  | 时间继电器
EC3102 |  | Data Acquisition/Switch Unit |  |  | SH Lab | 86#3F-Training equipment test lab | II | 2021-03-20 | 2022-03-19 | ES AW | Closed | Agilent BenchLink Data Logger 3版本4.2.00 | 数据采集仪
EC3104 |  | Data Acquisition/Switch Unit |  |  | SH Lab | 51#7F-PPT test lab | II | 2020-05-17 | 2021-05-16 | ES AW | Closed | Agilent BenchLink Data Logger 3版本4.2.00 | 数据采集仪
EC3105 |  | Data Acquisition/Switch Unit |  |  | SH Lab | 86#4F-Multimedia test lab | II | 2021-03-20 | 2022-03-19 | ES AW | Closed | Agilent BenchLink Data Logger 3版本4.2.00 | 数据采集仪
EC3105 | 1 | Module for Data Acquisition |  |  | SH Lab | 86#4F-Multimedia test lab | III | 2005-03-21 | — | TY | Closed |  | 数据采集仪模块
EC3105 | 2 | Module for Data Acquisition |  |  | SH Lab | 86#4F-Multimedia test lab | III | 2005-03-21 | — | TY | Closed |  | 数据采集仪模块
EC3105 | 3 | Module for Data Acquisition |  |  | SH Lab | 86#4F-Multimedia test lab | III | 2007-03-09 | — | TY | Closed |  | 数据采集仪模块
EC3107 |  | Time Relay |  |  | SH Lab | 86#2F-Power supply test lab | II | 2021-01-04 | 2022-01-03 | ES AW | Closed |  | 时间继电器
EC3108 |  | Test Rod |  |  | SH Lab | 51#7F-LUM test lab | II | 2021-03-24 | 2022-03-23 | EC JK | Closed |  | 不锈钢圆棒
EC3109 |  | Steel Board |  |  | SH Lab | 85#5F-Gauge room | II | 2021-03-24 | 2022-03-23 | EC JK | Closed |  | 弧形铁板
EC3110 |  | Test circuit for touch current |  |  | SH Lab | 86#2F-Power supply test lab | III | 2005-03-25 | — | TY | Closed |  | 泄漏电流测试盒
EC3111 |  | Resistor |  |  | SH Lab | 85#5F-Gauge room | III | 2005-03-28 | — | TY | Closed |  | 电阻盒
EC3112 |  | Beaker |  |  | SH Lab | 86#3F-Home appliance test lab | III | 2005-03-24 | — | TY | Closed |  | 烧杯
EC3113 |  | Test circuit for touch current |  |  | SH Lab | 86#4F-Multimedia test lab | III | 2005-03-25 | — | TY | Closed |  | 泄漏电流测试盒
EC3116 |  | Test pin |  |  | SH Lab | 85#5F-Gauge room | II | 2021-03-28 | 2022-03-27 | EC JK | Closed |  | 试验销
EC3117 |  | Ballast Supports |  |  | SH Lab | 85#5F-Gauge room | III | 2008-03-28 | — | ES LWF | Closed |  | 整流器支撑架
EC3119 |  | Artificial mains |  | 338.5219.53 | SH Lab | 86#4F-EMC test lab | I | 2020-11-11 | 2021-11-10 | CEPREI | Closed | ESxS-K1 V2.10 | 人工电源网络
EC3120 |  | AC/DC Digital Power Meter |  |  | SH Lab | 86#3F-Heating & motor test lab | II | 2021-04-24 | 2022-04-23 | EC JK | Closed |  | 数字交直流功率表
EC3121 |  | AC/DC Digital Power Meter |  |  | SH Lab | 86#3F-Training equipment test lab | II | 2021-04-24 | 2022-04-23 | EC JK | Closed |  | 数字交直流功率表
EC3122 | 1 | Shunt |  |  | SH Lab | 86#2F-Power supply test lab | I | 2020-06-04 | 2021-06-03 | JSMI | Closed |  | 分流器
EC3123 |  | Digital scale |  | A04413819 | YY | 86#2F-Power supply test lab | I | 2020-05-12 | 2021-05-11 | CIXI | Closed |  | 电子秤
EC3124 |  | Spring Hammer |  |  | SH Lab | 51#7F-LUM test lab | II | 2021-11-08 | 2022-02-07 | EC JK | Closed |  | 冲击锤
EC3125 |  | Spring Hammer |  |  | SH Lab | 51#7F-LUM test lab | II | 2021-11-08 | 2022-02-07 | EC JK | Closed |  | 冲击锤
EC3126 |  | Spring Hammer |  |  | SH Lab | 51#7F-LUM test lab | II | 2021-11-08 | 2022-02-07 | EC JK | Closed |  | 冲击锤
EC3127 |  | Spring Hammer |  |  | SH Lab | 51#7F-LUM test lab | II | 2021-11-08 | 2022-02-07 | EC JK | Closed |  | 冲击锤
EC3129 |  | UL Net work |  |  | SH Lab | 86#3F-Home appliance test lab | III | 2005-04-07 | — | TY | Closed |  | UL网络盒
EC3132 |  | Slide-Wire Resistor |  |  | SH Lab | 86#2F-Power supply test lab | III | 2005-04-11 | — | TY | Closed |  | 滑线变阻器
EC3133 |  | Slide-Wire Resistor |  |  | SH Lab | 86#2F-Power supply test lab | III | 2005-04-11 | — | TY | Closed |  | 滑线变阻器
EC3134 |  | Slide-Wire Resistor |  |  | SH Lab | 86#2F-Power supply test lab | III | 2005-04-11 | — | TY | Closed |  | 滑线变阻器
EC3135 |  | Slide-Wire Resistor |  |  | SH Lab | 86#2F-Power supply test lab | III | 2005-04-11 | — | TY | Closed |  | 滑线变阻器
EC3137 |  | Ground Bond Tester |  | 1360130 | SH Lab | 85#5F-ACCE & LUM test lab | I | 2020-07-20 | 2021-07-19 | JSMI | Closed |  | 接地阻抗测试仪
EC3138 |  | AC Frequency Converter |  |  | SH Lab | 86#1F-General test lab | III | 2005-04-12 | — | TY | Closed | 在一楼配电间 | 交流变频电源
EC3140 |  | Stability device |  |  | SH Lab | 86#3F-Construction test lab (Ⅱ) | III | 2005-04-18 | — | TY | Closed |  | 稳定性装置
EC3142 |  | Variable Transformer |  |  | SH Lab | 85#5F-ACCE & LUM test lab | III | 2005-04-21 | — | TY | Closed |  | 调压器
EC3143 |  | Variable Transformer |  |  | SH Lab | 85#5F-ACCE & LUM test lab | III | 2005-04-21 | — | TY | Closed |  | 调压器
EC3145 |  | Fixture for Thermocouple |  |  | SH Lab | 86#2F-Power supply test lab | III | 2005-04-25 | — | TY | Closed |  | 热电偶支架
EC3146 |  | Fixture for Thermocouple |  |  | SH Lab | 86#2F-Power supply test lab | III | 2005-04-25 | — | TY | Closed |  | 热电偶支架
EC3147 |  | Fixture for Thermocouple |  |  | SH Lab | 51#7F-PPT test lab | III | 2005-04-25 | — | TY | Closed |  | 热电偶支架
EC3148 |  | Fixture for Thermocouple |  |  | SH Lab | 86#4F-Multimedia test lab | III | 2005-04-25 | — | TY | Closed |  | 热电偶支架
EC3149 |  | Fixture for Thermocouple |  |  | SH Lab | 86#4F-Multimedia test lab | III | 2005-04-25 | — | TY | Closed |  | 热电偶支架
EC3150 |  | Fixture for Thermocouple |  |  | SH Lab | 86#4F-Multimedia test lab | III | 2005-04-25 | — | TY | Closed |  | 热电偶支架
EC3151 |  | Fixture for Thermocouple |  |  | SH Lab | 86#4F-Multimedia test lab | III | 2005-04-25 | — | TY | Closed |  | 热电偶支架
EC3152 |  | Fixture for Thermocouple |  |  | SH Lab | 86#3F-Heating & motor test lab | III | 2005-04-25 | — | TY | Closed |  | 热电偶支架
EC3153 |  | Fixture for Thermocouple |  |  | SH Lab | 86#3F-Heating & motor test lab | III | 2005-04-25 | — | TY | Closed |  | 热电偶支架
EC3154 |  | Vernier goniometer |  | 4-4041151 | SH Lab | 51#7F-LUM test lab | I | 2020-10-28 | 2021-10-27 | JSMI | Closed |  | 游标万能角度尺
EC3156 |  | Data Acquisition/Switch Unit | 34970A | MY41025856 | SH Lab | 86#2F-Power supply test lab | II | 2020-05-10 | 2021-05-09 | ES AW | Closed | Agilent BenchLink Data Logger 3版本4.2.00 | 数据采集仪
EC3158 |  | Test Probe |  |  | SH Lab | 85#5F-ACCE & LUM test lab | II | 2020-05-11 | 2021-05-10 | EC JZ | Closed |  | 试验探棒
EC3159 |  | Test Finger |  |  | SH Lab | 86#2F-Power supply test lab | II | 2020-05-11 | 2021-05-10 | EC JZ | Closed |  | 试验指
EC3160 |  | Test corner |  |  | SH Lab | 86#2F-Power supply test lab | III | 2005-05-09 | — | TY | Closed |  | 试验角
EC3161 |  | Test corner |  |  | SH Lab | 86#2F-Power supply test lab | III | 2005-05-09 | — | TY | Closed |  | 试验角
EC3162 |  | Test Rod |  |  | SH Lab | 86#2F-Power supply test lab | II | 2020-05-11 | 2021-05-10 | EC JZ | Closed |  | 金属棒
EC3163 |  | Test Finger |  |  | SH Lab | 86#2F-Power supply test lab | II | 2020-05-30 | 2021-05-29 | EC JK | Closed |  | 美标试验指
EC3164 |  | Test corner |  |  | SH Lab | 86#3F-Home appliance test lab | III | 2005-05-10 | — | TY | Closed |  | 试验角
EC3166 |  | Tapeline |  |  | SH Lab | 86#2F-Power supply test lab | III | 2016-11-23 | — | JSMI | Closed | 2015.06.22 | 卷尺
EC3167 |  | Test Probe |  |  | SH Lab | 86#2F-Power supply test lab | II | 2020-05-11 | 2021-05-10 | EC JZ | Closed |  | 试验探棒
EC3168 | 1 | Test Probe |  |  | SH Lab | 51#7F-LUM test lab | II | 2020-05-11 | 2021-05-10 | EC JZ | Closed |  | IP3x, 4x 探棒
EC3168 | 2 | Test Probe |  |  | SH Lab | 51#7F-LUM test lab | II | 2020-05-11 | 2021-05-10 | EC JZ | Closed |  | IP3x, 4x 探棒
EC3169 |  | AC Frequency Converter |  |  | SH Lab | 85#5F-Gauge room | III | 2005-05-13 | — | TY | Closed |  | 交流变频电源
EC3170 |  | Hardwood Block |  |  | SH Lab | 86#2F-Power supply test lab | III | 2005-05-16 | — | TY | Closed |  | 枫木板
EC3171 |  | Socket for test |  |  | SH Lab | 86#2F-Power supply test lab | III | 2005-05-16 | — | TY | Closed |  | 插座测试面板
EC3172 |  | Hardwood Board |  |  | SH Lab | 86#2F-Power supply test lab | III | 2005-05-16 | — | TY | Closed |  | 硬木板
EC3173 |  | Test rig for chain-saws brake test |  |  | SH Lab | 86#1F-Garden tools test lab (Ⅰ) | II | 2020-05-18 | 2021-05-17 | ES AW | Closed |  | 链锯刹车试验装置
EC3173 | 1 | Acceleration meter |  |  | SH Lab | 86#1F-Garden tools test lab (Ⅰ) | I | 2021-03-15 | 2022-03-14 | JSMI | Closed |  | 加速度传感器
EC3173 | 2 | Acceleration meter | 141A10 | 8070286 | SH Lab | 86#1F-Garden tools test lab (Ⅰ) | I | 2021-03-15 | 2022-03-14 | JSMI | Closed |  | 加速度传感器
EC3175 |  | Oscilloscope |  | B034654 | SH Lab | 86#3F-Construction test lab (Ⅱ) | I | 2020-06-05 | 2021-06-04 | JSMI | Closed |  | 示波器
EC3176 |  | Standard Workbench |  |  | SH Lab | 86#2F-Power supply test lab | III | 2005-05-26 | — | TY | Closed |  | 标准实验台
EC3177 |  | Dynamometer of Vertical |  | (S/N:0503026) (S/N:05SC022) | SH Lab | 86#2F-Garden tools test lab (Ⅱ) | I | 2020-04-17 | 2021-04-16 | STIEA | Calibrating |  | 垂直测功机
EC3178 | 1 | shunt |  |  | SH Lab | 86#2F-Power supply test lab | I | 2020-06-11 | 2021-06-10 | JSMI | Closed |  | 分流器
EC3178 | 2 | shunt |  |  | SH Lab | 86#2F-Power supply test lab | I | 2020-06-11 | 2021-06-10 | JSMI | Closed |  | 分流器
EC3179 |  | AC Frequency Converter |  |  | SH Lab | 86#2F-Power supply test lab | III | 2005-06-04 | — | TY | Closed |  | 交流变频电源
EC3182 |  | Variable Transformer |  |  | SH Lab | 86#1F-Endurance test lab | III | 2005-06-10 | — | TY | Closed |  | 调压器
EC3183 |  | Variable Transformer |  |  | SH Lab | 86#1F-Tools & machinery test lab | III | 2005-06-10 | — | TY | Closed |  | 调压器
EC3184 |  | Variable Transformer |  |  | SH Lab | 86#1F-Endurance test lab | III | 2005-06-10 | — | TY | Closed |  | 调压器
EC3185 |  | Variable Transformer |  |  | SH Lab | 86#1F-Tools & machinery test lab | III | 2005-06-10 | — | TY | Closed |  | 调压器
EC3186 |  | Test pin |  |  | SH Lab | 86#2F-Power supply test lab | II | 2020-06-17 | 2021-06-16 | EC JZ | Closed |  | 试验销
EC3188 |  | Fixture for hair dryer |  |  | SH Lab | 86#3F-Home appliance test lab | III | 2005-06-15 | — | TY | Closed |  | 电吹风支架
EC3189 |  | Fixture for hair dryer |  |  | SH Lab | 86#3F-Home appliance test lab | III | 2005-06-15 | — | TY | Closed |  | 电吹风支架
EC3190 |  | Test Arm |  |  | SH Lab | 86#1F-Garden tools test lab (Ⅰ) | II | 2020-06-21 | 2021-06-20 | EC JK | Closed |  | 测试臂
EC3191 |  | Test Probe |  |  | SH Lab | 86#2F-Power supply test lab | II | 2020-09-21 | 2021-09-20 | EC JZ | Closed |  | 美标试验指
EC3193 |  | Dielectric Strength Tester |  |  | SH Lab | 86#2F-Power supply test lab | II | 2020-07-28 | 2021-07-27 | EC JZ | Closed |  | 绝缘强度测试装置
EC3194 |  | Mild steel armature |  |  | SH Lab | 86#3F-Construction test lab (Ⅱ) | III | 2005-07-07 | — | TY | Closed |  | 低碳钢衔铁
EC3195 |  | High Voltage Probe |  | B051914 | SH Lab | 86#3F-Home appliance test lab | I | 2020-07-28 | 2021-07-27 | SIMT | Closed |  | 高压探头
EC3197 |  | Brake actuator test cabinet for chain saw |  |  | SH Lab | 86#1F-Garden tools test lab (Ⅰ) | III | 2005-07-05 | — | TY | Closed |  | 链锯刹车动作试验房
EC3198 | 1 | handle guard strength |  |  | SH Lab | 86#1F-Environment test lab | III | 2011-04-14 | — | ES LWF | Closed |  | 链锯冲击测试装置
EC3199 | 1 | Creepage Distance Gauges |  |  | SH Lab | 86#2F-Power supply test lab | II | 2020-07-19 | 2021-07-18 | EC JK | Closed |  | 电气间隙测试量规
EC3199 | 2 | Creepage Distance Gauges |  |  | SH Lab | 86#2F-Power supply test lab | II | 2020-07-19 | 2021-07-18 | EC JK | Closed |  | 电气间隙测试量规
EC3199 | 3 | Creepage Distance Gauges |  |  | SH Lab | 86#2F-Power supply test lab | II | 2020-07-19 | 2021-07-18 | EC JK | Closed |  | 电气间隙测试量规
EC3199 | 4 | Creepage Distance Gauges |  |  | SH Lab | 86#2F-Power supply test lab | II | 2020-07-19 | 2021-07-18 | EC JK | Closed |  | 电气间隙测试量规
EC3199 | 5 | Creepage Distance Gauges |  |  | SH Lab | 86#2F-Power supply test lab | II | 2020-07-19 | 2021-07-18 | EC JK | Closed |  | 电气间隙测试量规
EC3200 |  | Test corner |  |  | SH Lab | 86#3F-Heating & motor test lab | III | 2005-07-11 | — | TY | Closed |  | 试验角
EC3203 |  | Endurance tester for fridge door |  |  | SH Lab | 86#3F-Home appliance test lab | III | 2005-06-23 | — | TY | Closed |  | 冰箱门耐久试验装置
EC3205 |  | Arrangement for the temperature rise test on electrode holder |  |  | SH Lab | 86#2F-Power supply test lab | III | 2005-07-14 | — | TY | Closed |  | 电焊夹温升测试设备
EC3208 |  | Test Arm |  |  | SH Lab | 86#1F-Garden tools test lab (Ⅰ) | II | 2020-07-21 | 2021-07-20 | EC JK | Closed |  | 测试臂
EC3209 |  | AC Linear Power Source |  |  | SH Lab | 86#6F-Control room | III | 2005-07-25 | — | TY | Closed |  | 交流稳压电源
EC3210 |  | AC Frequency Converter |  |  | SH Lab | 86#6F-Control room | III | 2005-07-25 | — | TY | Closed |  | 交流变频电源
EC3211 |  | AC Frequency Converter |  |  | SH Lab | 86#6F-Control room | III | 2005-07-25 | — | TY | Closed |  | 交流变频电源
EC3212 |  | Test Cone |  |  | SH Lab | 86#3F-Construction test lab (Ⅱ) | II | 2020-07-28 | 2021-07-27 | EC JK | Closed |  | 试验锥
EC3213 |  | Test Cone |  |  | SH Lab | 86#3F-Construction test lab (Ⅱ) | II | 2020-07-28 | 2021-07-27 | EC JK | Closed |  | 试验锥
EC3214 |  | Metal Pan |  |  | SH Lab | 86#3F-Home appliance test lab | III | 2005-08-24 | — | TY | Closed |  | 金属盘
EC3215 |  | Pine-wood Board |  |  | SH Lab | 86#3F-Home appliance test lab | III | 2005-08-24 | — | TY | Closed |  | 松木板
EC3217 |  | Pendulum |  |  | SH Lab | 86#2F-Power supply test lab | II | 2020-08-03 | 2021-08-02 | EC JZ | Closed |  | 摆锤
EC3219 |  | Impedance stable network |  |  | SH Lab | 86#4F-EMC test lab | III | 2004-12-18 | — | TY | Closed |  | 阻抗稳定网络
EC3221 |  | Current probe |  | 100162 | SH Lab | 86#4F-EMC test lab | I | 2020-12-08 | 2021-12-07 | SIMT | Closed |  | 电流探头
EC3223 | 1 | Controller |  |  | SH Lab | 86#6F-Control room | III | 2005-04-17 | — | TY | Closed |  | 控制器
EC3223 | 2 | Controller |  |  | SH Lab | 86#6F-Control room | III | 2005-04-17 | — | TY | Closed |  | 控制器
EC3224 |  | Metallic support for electrical iron |  |  | SH Lab | 86#3F-Heating & motor test lab | III | 2005-08-01 | — | TY | Closed |  | 电熨斗支架
EC3225 |  | DC power Supply |  |  | SH Lab | 86#2F-Power supply test lab | III | 2007-01-09 | — | TY | Closed |  | 直流电源
EC3228 |  | Apparatus for incline test |  |  | SH Lab | 85#5F-Gauge room | III | 2005-08-09 | — | TY | Closed |  | 倾斜试验装置
EC3229 |  | Slide-Wire Resistor |  |  | SH Lab | 51#7F-PPT test lab | III | 2005-08-11 | — | TY | Closed |  | 滑线变阻器
EC3230 |  | Slide-Wire Resistor |  |  | SH Lab | 51#7F-PPT test lab | III | 2005-08-11 | — | TY | Closed |  | 滑线变阻器
EC3231 |  | Slide-Wire Resistor |  |  | SH Lab | 51#7F-PPT test lab | III | 2005-08-11 | — | TY | Closed |  | 滑线变阻器
EC3236 |  | Rain gauge |  | 507018 | SH Lab | 86#1F-General test lab | I | 2020-09-16 | 2021-09-15 | SIMT | Closed |  | 雨量器
EC3241 |  | Electric Iron Dropping Stand |  |  | SH Lab | 86#3F-Construction test lab (Ⅱ) | III | 2005-08-24 | — | TY | Closed |  | 电熨斗跌落架
EC3245 |  | Treadmill Load |  |  | SH Lab | 86#3F-Training equipment test lab | III | 2005-09-05 | — | TY | Closed |  | 跑步机耐久性试验负载
EC3247 |  | AC Digital Current meter |  |  | SH Lab | 86#2F-Power supply test lab | II | 2020-09-11 | 2021-09-10 | EC JK | Closed |  | 数字交流电流表
EC3248 |  | Leakage Current Filter |  |  | SH Lab | 86#2F-Power supply test lab | I | 2020-09-01 | 2021-08-31 | SIMT | Closed |  | 泄漏电流测试盒
EC3249 |  | Leakage Current Filter |  |  | SH Lab | 86#2F-Power supply test lab | I | 2020-09-01 | 2021-08-31 | SIMT | Closed |  | 泄漏电流测试盒
EC3252 |  | Device for testing the resistance to weld spatter |  |  | SH Lab | 86#2F-Power supply test lab | III | 2005-09-27 | — | TY | Closed |  | 焊渣抗阻拦测试装置
EC3254 |  | Test Probe |  |  | SH Lab | 51#7F-PPT test lab | II | 2020-09-21 | 2021-09-20 | ES AW | Closed |  | 美标试验指
EC3255 |  | Synthesized Function Generator |  |  | CN FAC | 86#4F-Calibration room | III | 2005-09-22 | — | TY | Closed |  | 信号发生器
EC3256 |  | Test Probe |  |  | SH Lab | 86#4F-Multimedia test lab | II | 2020-09-22 | 2021-09-21 | ES AW | Closed |  | 美标试验指
EC3257 |  | Fixture for Thermocouple |  |  | SH Lab | 86#4F-Multimedia test lab | III | 2005-09-21 | — | TY | Closed |  | 热电偶支架
EC3258 |  | Fixture for Thermocouple |  |  | SH Lab | 86#4F-Multimedia test lab | III | 2005-09-21 | — | TY | Closed |  | 热电偶支架
EC3260 |  | IPX1-X2 tester |  |  | SH Lab | 86#1F-Washing M/C test lab | I | 2020-05-20 | 2021-05-19 | SETRI | Closed |  | IPX1-X2防水防溅试验装置
EC3261 |  | Slide-Wire Resistor |  |  | SH Lab | 86#2F-Power supply test lab | III | 2005-10-08 | — | TY | Closed |  | 滑线变阻器
EC3262 |  | Slide-Wire Resistor |  |  | SH Lab | 86#2F-Power supply test lab | III | 2005-10-08 | — | TY | Closed |  | 滑线变阻器
EC3263 |  | Test Probe |  |  | SH Lab | 86#2F-Construction test lab(Ⅰ) | II | 2020-10-13 | 2021-10-12 | EC JK | Closed |  | 试验探棒
EC3264 |  | Vessel |  |  | SH Lab | 86#3F-Construction test lab (Ⅱ) | III | 2005-10-17 | — | TY | Closed |  | 铁锅
EC3268 |  | Step-up Transformer |  |  | SH Lab | 86#4F-Multimedia test lab | III | 2005-09-28 | — |  | Closed |  | 升压变压器
EC3269 |  | Variable Transformer |  |  | SH Lab | 86#2F-Power supply test lab | III | 2005-10-17 | — |  | Closed |  | 调压器
EC3270 |  | Isolating Transformer |  |  | SH Lab | 86#1F-Washing M/C test lab | III | 2005-10-17 | — |  | Closed |  | 隔离变压器
EC3271 |  | Test Probe |  |  | SH Lab | 86#1F-Tools & machinery test lab | II | 2020-10-08 | 2021-10-07 | EC JK | Closed |  | 探棒
EC3272 |  | Test Probe |  |  | SH Lab | 86#1F-Garden tools test lab (Ⅰ) | II | 2020-11-02 | 2021-11-01 | ES AW | Closed |  | 探棒
EC3273 |  | Diode |  |  | SH Lab | 85#5F-Gauge room | III | 2005-10-31 | — |  | Closed |  | 二极管
EC3274 |  | Torque safety tester |  |  | SH Lab | 86#2F-Construction test lab(Ⅰ) | III | 2018-07-20 | — |  | Closed |  | 扭矩测试仪
EC3276 |  | Steel plate |  |  | SH Lab | 86#2F-Construction test lab(Ⅰ) | III | 2005-11-04 | — |  | Closed |  | 钢板
EC3277 |  | Plywood |  |  | SH Lab | 86#4F-Multimedia test lab | III | 2005-11-09 | — |  | Closed |  | 夹板
EC3278 |  | Hardwood Board |  |  | SH Lab | 86#4F-Multimedia test lab | III | 2005-11-09 | — |  | Closed |  | 硬木板
EC3279 |  | Scratching tool tip |  |  | SH Lab | 86#3F-Home appliance test lab | II | 2020-12-07 | 2021-12-06 | EC JK | Closed |  | 刮擦工具
EC3286 |  | Copper Board |  |  | SH Lab | 86#3F-Construction test lab (Ⅱ) | III | 2005-12-12 | — |  | Closed |  | 铜板
EC3287 |  | Abrupt pull tester |  |  | SH Lab | 51#7F-PPT test lab | III | 2005-11-19 | — |  | Closed |  | 突拉试验机
EC3288 |  | Torque Wrench |  | 864 | SH Lab | 86#3F-Construction test lab (Ⅱ) | I | 2021-03-11 | 2022-03-10 | JSMI | Closed |  | 扭力扳手
EC3290 |  | Automatic telephone tester |  |  | SH Lab | 86#4F-Multimedia test lab | III | 2005-12-22 | — |  | Closed |  | 全自动电话测试机
EC3291 |  | Thermometer |  | 89670004 | SH Lab | 86#3F-Cooking & HVAC test lab | II | 2021-01-24 | 2022-01-23 | ES AW | Closed |  | 点温计
EC3292 |  | Straight Probe with tapered tip |  |  | SH Lab | 86#1F-Tools & machinery test lab | II | 2020-12-27 | 2021-12-26 | ES AW | Closed |  | 测试棒
EC3293 |  | Straight Probe with round tip |  |  | SH Lab | 86#1F-Tools & machinery test lab | II | 2020-12-27 | 2021-12-26 | ES AW | Closed |  | 测试棒
EC3295 |  | Pendulum Swing Test device |  |  | SH Lab | 86#2F-Power supply test lab | III | 2005-12-29 | — |  | Closed |  | 摆锤测试装置
EC3306 |  | Tonometer |  | 4441 | SH Lab | 86#4F-Multimedia test lab | I | 2020-07-21 | 2021-07-20 | SMMS | Closed |  | 气压表
EC3308 |  | Transparent PVC Pipe |  |  | SH Lab | 86#4F-Multimedia test lab | III | 2006-01-25 | — |  | Closed |  | 通明PVC管
EC3309 |  | Leakage Current Filter |  |  | SH Lab | 86#4F-Multimedia test lab | II | 2021-02-27 | 2022-02-26 | ES AW | Closed |  | 泄漏电流测试盒
EC3311 |  | Fixture for thermocouple |  |  | SH Lab | 51#7F-PPT test lab | III | 2006-02-07 | — |  | Closed |  | 热电偶支架
EC3312 |  | Fixture for thermocouple |  |  | SH Lab | 51#7F-PPT test lab | III | 2006-02-07 | — |  | Closed |  | 热电偶支架
EC3314 |  | Thermocouple Welder |  |  | SH Lab | 86#2F-Power supply test lab | III | 2006-02-07 | — |  | Closed |  | 热电偶焊接仪
EC3320 |  | Tonometer |  | 6056 | SH Lab | 86#4F-EMC test lab | I | 2020-07-21 | 2021-07-20 | SMMS | Closed |  | 气压表
EC3321 |  | Leakage Current Filter |  |  | SH Lab | 86#2F-Power supply test lab | I | 2021-03-19 | 2022-03-18 | SIMT | Closed | 08年12月修理1月计量,未填BREAKDOWN | 泄漏电流测试盒
EC3322 |  | Leakage Current Filter |  |  | SH Lab | 51#7F-LUM test lab | I | 2020-03-20 | 2021-03-19 | SIMT | Calibrating |  | 泄漏电流测试盒
EC3324 |  | Temperature and humidity recorder |  | 511060 | SH Lab | 86#6F-Control room | I | 2020-11-04 | 2021-11-03 | JSMI | Closed |  | 温湿度记录仪
EC3325 |  | Temperature and humidity recorder |  | 510145 | CN FAC | 86#4F-Calibration room | I | 2020-04-30 | 2021-04-29 | JSMI | Calibrating |  | 温湿度记录仪
EC3326 |  | Temperature and humidity recorder |  | 510138 | SH Lab | 86#4F-EMC test lab | I | 2020-04-30 | 2021-04-29 | JSMI | Calibrating |  | 温湿度记录仪
EC3335 |  | AC Leakage Current Tester |  |  | SH Lab | 86#3F-Construction test lab (Ⅱ) | I | 2020-07-10 | 2021-07-09 | JSMI | Closed |  | 交流泄漏电流测试仪
EC3335 | 1 | current switch box | 自制 | NA | SH Lab | 86#2F-Performance test lab | III | 2006-03-18 | — | ES JH | Closed | NA | 美标泄漏电流开关盒
EC3335 | 2 | Water Spray Test switch box | 自制 | NA | SH Lab | 86#3F-Cooking & HVAC test lab | III | 2011-03-28 | — | ES JH | Closed | NA | 淋雨测试开关盒
EC3336 |  | Variable Transformer |  | 261005 | SH Lab | 85#5F-ACCE & LUM test lab | III | 2006-03-01 | — |  | Closed |  | 调压器
EC3337 |  | Test corner |  |  | SH Lab | 86#3F-Training equipment test lab | III | 2006-03-01 | — |  | Closed |  | 试验角
EC3338 |  | Test corner |  |  | SH Lab | 86#3F-Construction test lab (Ⅱ) | III | 2006-03-01 | — |  | Closed |  | 试验角
EC3339 |  | Sand bag |  |  | SH Lab | 86#4F-Multimedia test lab | III | 2006-02-12 | — |  | Closed |  | 沙袋
EC3340 |  | Simulated toast load |  |  | SH Lab | 86#3F-Construction test lab (Ⅱ) | III | 2006-03-07 | — |  | Closed |  | 模拟面包机负载
EC3341 |  | Simulated toast load |  |  | SH Lab | 86#3F-Construction test lab (Ⅱ) | III | 2006-03-07 | — |  | Closed |  | 模拟面包机负载
EC3342 |  | Non-separable thin sheet material test device |  |  | SH Lab | 86#4F-Multimedia test lab | II | 2020-08-21 | 2021-08-20 | ES AW | Closed |  | 薄片绝缘材料机械强度试验装置
EC3343 |  | Steel ruler |  |  | SH Lab | 86#4F-Multimedia test lab | III | 2006-03-13 | — |  | Closed |  | 直尺
EC3345 |  | Step-up Transformer |  |  | SH Lab | 86#4F-EMC test lab | III | 2006-03-20 | — |  | Closed |  | 升压变压器
EC3346 |  | Switch Box for Leakage Current Filter |  |  | SH Lab | 51#7F-PPT test lab | III | 2006-03-30 | — |  | Closed |  | 泄露电流用开关盒
EC3347 |  | Big blackboard |  |  | SH Lab | 85#5F-ACCE & LUM test lab | III | 2005-07-18 | — |  | Closed |  | 大黑板
EC3348 | 1 | Weight |  |  | SH Lab | 86#1F-Garden tools test lab (Ⅰ) | II | 2020-06-28 | 2021-06-27 | EC JK | Closed |  | 砝码
EC3348 | 2 | Weight |  |  | SH Lab | 86#1F-Garden tools test lab (Ⅰ) | II | 2020-06-28 | 2021-06-27 | EC JK | Closed |  | 砝码
EC3348 | 3 | Weight |  |  | SH Lab | 86#1F-Garden tools test lab (Ⅰ) | II | 2020-06-28 | 2021-06-27 | EC JK | Closed |  | 砝码
EC3348 | 4 | Weight |  |  | SH Lab | 86#1F-Garden tools test lab (Ⅰ) | II | 2020-06-28 | 2021-06-27 | EC JK | Closed |  | 砝码
EC3348 | 5 | Weight |  |  | SH Lab | 86#1F-Garden tools test lab (Ⅰ) | II | 2020-06-28 | 2021-06-27 | EC JK | Closed |  | 砝码
EC3348 | 6 | Weight |  |  | SH Lab | 86#1F-Garden tools test lab (Ⅰ) | II | 2020-06-28 | 2021-06-27 | EC JK | Closed |  | 砝码
EC3349 |  | Pressure meter |  |  | SH Lab | 85#5F-ACCE & LUM test lab | I | 2020-11-18 | 2021-11-17 | JSMI | Closed |  | 压力表
EC3351 |  | Round ball |  |  | SH Lab | 86#2F-Construction test lab(Ⅰ) | III | 2006-04-06 | — | ES LWF | Closed |  | 100mm圆球
EC3352 |  | Simulated toast load |  |  | SH Lab | 86#3F-Construction test lab (Ⅱ) | III | 2006-04-21 | — | ES JH | Closed |  | 模拟面包机负载
EC3353 |  | Simulated toast load |  |  | SH Lab | 86#3F-Construction test lab (Ⅱ) | III | 2006-04-21 | — | ES JH | Closed |  | 模拟面包机负载
EC3357 |  | AC Analog Current Meter |  | 41817 | SH Lab | 86#4F-Multimedia test lab | I | 2020-06-10 | 2021-06-09 | SIMT | Closed |  | 模拟交流电流表
EC3358 |  | AC/DC Digital Power Meter |  | 91F362221 | SH Lab | 86#2F-Power supply test lab | I | 2020-07-08 | 2021-07-07 | JSMI | Closed |  | 数字交直流功率表
EC3359 |  | Centre punch |  |  | SH Lab | 85#5F-Gauge room | III | 2006-04-27 | — | ES JH | Closed |  | 样冲
EC3360 |  | Spark Generator |  |  | SH Lab | 86#3F-Construction test lab (Ⅱ) | II | 2020-08-28 | 2021-08-27 | EC JK | Closed |  | 点火器
EC3365 |  | Digital Multimeter | 179 | 90360400 | SH Lab | 86#4F-Multimedia test lab | II | 2020-08-08 | 2021-08-07 | EC JZ | Closed |  | 数字万用表
EC3366 |  | Load |  |  | SH Lab | 86#3F-Construction test lab (Ⅱ) | III | 2006-05-15 | — | ES JH | Closed |  | 负载
EC3366 | 1 | Sand bag |  |  | SH Lab | 86#3F-Construction test lab (Ⅱ) | III | 2006-05-15 | — | ES JH | Closed |  | 沙袋
EC3367 |  | Load |  |  | SH Lab | 86#3F-Construction test lab (Ⅱ) | III | 2006-05-15 | — | ES JH | Closed |  | 负载
EC3367 | 1 | Sand bag |  |  | SH Lab | 86#3F-Construction test lab (Ⅱ) | III | 2006-05-15 | — | ES JH | Closed |  | 沙袋
EC3368 | 1 | Fixture for impact test apparatus |  |  | SH Lab | 85#5F-ACCE & LUM test lab | III | 2006-05-17 | — | ES JH | Closed |  | 冲击试验夹具
EC3368 | 2 | Plate for impact test apparatus |  |  | SH Lab | 85#5F-ACCE & LUM test lab | III | 2006-10-23 | — | ES JH | Closed |  | 冲击试验板
EC3369 |  | Test probe |  |  | SH Lab | 86#1F-Tools & machinery test lab | II | 2020-05-30 | 2021-05-29 | EC JK | Closed |  | 试验探棒
EC3370 |  | Digital Caliper | 0-200MM | 5052832 | CN FAC | 86#4F-Calibration room | I | 2020-06-19 | 2021-06-18 | JSMI | Closed |  | 电子数显卡尺
EC3371 |  | Apparatus for spillage test |  |  | SH Lab | 86#3F-Construction test lab (Ⅱ) | II | 2020-07-12 | 2021-07-11 | EC JK | Closed |  | 溢水测试装置
EC3371 | 3 | water |  |  | SH Lab | 86#3F-Home appliance test lab | II | 2020-05-14 | 2021-05-13 | EC JZ | Closed | 改进原来fig101的装置，使之符合EN 60335-2-15的15.102要求，同时新增fig101里的A、C部件，使之符合UL499的38.2要求 | 溢水装置
EC3373 |  | Load for orange |  |  | SH Lab | 86#3F-Construction test lab (Ⅱ) | III | 2006-06-09 | — | ES JH | Closed |  | 橙子负载
EC3377 |  | Brush cutter throw tester |  |  | SH Lab | 86#2F-Construction test lab(Ⅰ) | III | 2006-07-03 | — | ES JH | Closed |  | 割灌机抛物测试仪
EC3378 |  | Concrete slab |  |  | SH Lab | 85#5F-ACCE & LUM test lab | III | 2006-07-06 | — | ES JH | Closed |  | 混凝土板
EC3379 |  | Fixture for thermocouple |  |  | SH Lab | 86#3F-Heating & motor test lab | III | 2006-07-07 | — | ES JH | Closed |  | 热电偶支架
EC3380 |  | Fixture for thermocouple |  |  | SH Lab | 86#3F-Heating & motor test lab | III | 2006-07-07 | — | ES JH | Closed |  | 热电偶支架
EC3383 |  | Small parts cylinder |  |  | SH Lab | 51#7F-LUM test lab | II | 2020-07-12 | 2021-07-11 | EC JZ | Closed |  | Small parts cylinder
EC3384 |  | Large loop antenna |  |  | SH Lab | 86#4F-EMC test lab | I | 2020-09-26 | 2021-09-25 | CEPREI | Closed |  | 环形天线
EC3385 |  | Shielded room |  |  | SH Lab | 86#2F-TCO test lab | I | 2021-01-25 | 2022-01-24 | SIMT | Closed |  | 屏蔽室
EC3386 |  | Pressure/Vacuum Transducer Module |  |  | SH Lab | 86#1F-General test lab | I | 2020-05-25 | 2021-05-24 | JSMI | Closed |  | 压力测试模块
EC3391 |  | Fixture for thermocouple |  |  | SH Lab | 86#3F-Heating & motor test lab | III | 2006-07-27 | — | ES JH | Closed |  | 热电偶支架
EC3392 |  | Fixture for thermocouple |  |  | SH Lab | 86#3F-Heating & motor test lab | III | 2006-07-27 | — | ES JH | Closed |  | 热电偶支架
EC3393 |  | L.I.S.N |  |  | SH Lab | 86#4F-EMC test lab | I | 2020-07-09 | 2021-07-08 | CEPREI | Closed |  | 人工电源网络
EC3394 |  | L.I.S.N |  |  | SH Lab | 86#4F-EMC test lab | I | 2020-07-09 | 2021-07-08 | CEPREI | Closed |  | 人工电源网络
EC3396 |  | Burette stand |  |  | SH Lab | 85#5F-ACCE & LUM test lab | III | 2006-08-02 | — | ES JH | Closed |  | Burette stand
EC3396 | 1 | Burette |  |  | SH Lab | 85#5F-ACCE & LUM test lab | III | 2006-08-02 | — | ES JH | Closed |  | Burette
EC3396 | 2 | Burette |  |  | SH Lab | 85#5F-ACCE & LUM test lab | III | 2006-08-02 | — | ES JH | Closed |  | Burette
EC3397 |  | Ajustable Load |  |  | SH Lab | 86#2F-Power supply test lab | III | 2006-08-03 | — | ES JH | Closed |  | Ajustable Load
EC3398 |  | Ajustable Load |  |  | SH Lab | 86#2F-Power supply test lab | III | 2006-08-03 | — | ES JH | Closed |  | Ajustable Load
EC3399 |  | Ajustable Load |  |  | SH Lab | 86#2F-Power supply test lab | III | 2006-08-03 | — | ES JH | Closed |  | Ajustable Load
EC3400 |  | AC Digital Current Meter |  |  | SH Lab | 86#2F-Power supply test lab | II | 2020-08-07 | 2021-08-06 | EC JK | Closed |  | 数字交流电流表
EC3401 |  | Torque tester turning moment apparatus |  |  | SH ACCE | 85#5F-Gauge room | II | 2020-09-30 | 2021-09-29 | EC JK | Closed |  | 扭力设备
EC3402 |  | Flexing machine |  |  | SH Lab | 86#1F-Garden tools test lab (Ⅰ) | II | 2020-08-17 | 2021-08-16 | ES AW | Closed |  | 弯折机
EC3403 |  | Current Transformer |  | 6010 | SH Lab | 86#2F-Power supply test lab | I | 2019-08-13 | 2021-08-12 | JSMI | Closed |  | 电流互感器
EC3404 |  | 3-Phase variable isolating transformer |  |  | SH Lab | 86#2F-TCO test lab | III | 2006-08-08 | — | ES JH | Closed |  | 3-Phase variable isolating transformer
EC3405 |  | Passive voltage probe |  | 100152 | SH Lab | 86#4F-EMC test lab | I | 2021-03-17 | 2022-03-16 | SIMT | Closed |  | 无源电压探头
EC3406 |  | Abnormal test room |  |  | SH Lab | 86#3F-Construction test lab (Ⅱ) | III | 2006-08-23 | — | ES JH | Closed |  | 非正常测试房
EC3408 |  | Laser power meter |  | 240186, 240187, 239738 | SH Lab | 86#2F-TCO test lab | I | 2020-07-07 | 2021-07-06 | NIM | Closed |  | 激光功率计
EC3409 |  | Digital Power Meter |  | 27E327712 | SH Lab | 86#3F-Heating & motor test lab | I | 2020-05-19 | 2021-05-18 | JSMI | Closed | Transfer from HZ (EH1248) WTViewer Version 5.01 | 数字功率表
EC3409 | 1 | 500-ohm noinductive resistance |  |  | SH Lab | 86#3F-Heating & motor test lab | III | 2007-03-21 | — | ES JH | Closed |  | 500欧姆无感电阻
EC3410 | 1 | Module |  | S010100 | SH Lab | 86#3F-Home appliance test lab | III | 2007-03-23 | — | ES JH | Closed |  | 模块
EC3410 | 2 | Module |  | S010113 | SH Lab | 86#3F-Home appliance test lab | III | 2007-03-23 | — | ES JH | Closed |  | 模块
EC3411 | 1 | Module |  | S010106 | SH Lab | 86#3F-Home appliance test lab | III | 2007-03-23 | — | ES JH | Closed |  | 模块
EC3411 | 2 | Module |  | S010125 | SH Lab | 86#3F-Home appliance test lab | III | 2007-03-23 | — | ES JH | Closed |  | 模块
EC3412 |  | Test probe |  |  | SH Lab | 85#5F-ACCE & LUM test lab | II | 2020-09-26 | 2021-09-25 | EC JZ | Closed |  | 试验探棒
EC3413 |  | Slide-Wire Resistor |  |  | SH Lab | 85#5F-ACCE & LUM test lab | III | 2006-09-05 | — | ES JH | Closed |  | 滑线变阻器
EC3414 |  | Apparatus for impact test |  |  | SH Lab | 86#3F-Home appliance test lab | II | 2020-09-05 | 2021-09-04 | ES AW | Closed | 设备在浦东 | 冲击实验装置
EC3415 |  | Display analysis system |  |  | SH Lab | 86#2F-TCO test lab | III | 2006-09-07 | — | ES JH | Closed | Flat panel display measurements standard version 2.0 | 显示器分析系统
EC3415 | 1 | Controller |  |  | SH Lab | 86#2F-TCO test lab | I | 2020-07-27 | 2021-11-26 | NIM | Closed | SS330 V2.01.93 | Controller
EC3415 | 10 | Light source |  |  | SH Lab | 86#2F-TCO test lab | III | 2006-09-07 | — | ES JH | Closed |  | Light source
EC3415 | 11 | Small light source |  |  | SH Lab | 86#2F-TCO test lab | III | 2006-09-07 | — | ES JH | Closed |  | Small light source
EC3415 | 12 | Alignment fibre |  |  | SH Lab | 86#2F-TCO test lab | III | 2006-09-07 | — | ES JH | Closed |  | Alignment fibre
EC3415 | 13 | Tilt azimuth table |  |  | SH Lab | 86#2F-TCO test lab | III | 2006-09-07 | — | ES JH | Closed |  | Tilt azimuth table
EC3415 | 14 | Z-axis table |  |  | SH Lab | 86#2F-TCO test lab | III | 2006-09-07 | — | ES JH | Closed |  | Z-axis table
EC3415 | 15 | CCD N.D. |  |  | SH Lab | 86#2F-TCO test lab | I | 2020-07-27 | 2021-11-26 | NIM | Closed |  | CCD N.D.
EC3415 | 16 | Spectrometer N.D. |  |  | SH Lab | 86#2F-TCO test lab | I | 2020-07-27 | 2021-11-26 | NIM | Closed |  | Spectrometer N.D.
EC3415 | 17 | Forstrum |  |  | SH Lab | 86#2F-TCO test lab | III | 2006-09-07 | — | ES JH | Closed |  | 平截头体
EC3415 | 18 | Calibration box |  |  | SH Lab | 86#2F-TCO test lab | III | 2006-09-07 | — | ES JH | Closed |  | Calibration box
EC3415 | 19 | Aperture |  |  | SH Lab | 86#2F-TCO test lab | III | 2006-09-07 | — | ES JH | Closed |  | Aperture
EC3415 | 2 | Optical measure moudle |  |  | SH Lab | 86#2F-TCO test lab | I | 2020-07-27 | 2021-11-26 | NIM | Closed |  | Optical measure moudle
EC3415 | 3 | Goniometer |  |  | SH Lab | 86#2F-TCO test lab | I | 2020-07-27 | 2021-11-26 | NIM | Closed |  | Goniometer
EC3415 | 4 | Aux stand |  |  | SH Lab | 86#2F-TCO test lab | III | 2006-09-07 | — | ES JH | Closed |  | Aux stand
EC3415 | 6 | Spot seeker |  |  | SH Lab | 86#2F-TCO test lab | II | 2020-09-22 | 2021-09-21 | ES AW | Closed |  | Spot seeker
EC3415 | 7 | Reflectance stand |  |  | SH Lab | 86#2F-TCO test lab | I | 2020-12-24 | 2022-12-23 | NIM | Closed |  | Reflectance stand
EC3415 | 8 | Extended light source |  |  | SH Lab | 86#2F-TCO test lab | III | 2006-09-07 | — | ES JH | Closed |  | Extended light source
EC3415 | 9 | Power supply |  |  | SH Lab | 86#2F-TCO test lab | III | 2006-09-07 | — | ES JH | Closed |  | Power supply
EC3416 |  | Steel ball |  |  | SH Lab | 86#1F-Garden tools test lab (Ⅰ) | II | 2020-09-22 | 2021-09-21 | ES AW | Closed |  | 钢球
EC3418 |  | Tapeline |  |  | SH Lab | 86#2F-Construction test lab(Ⅰ) | III | 2014-11-14 | — | SIMT | Closed | 2015.06.22 | 卷尺
EC3424 |  | Pulse sound and vibration analyzer |  |  | SH Lab | 86#2F-Construction test lab(Ⅰ) | III | 2006-09-18 | — | SIMT | Closed | 该套设备均由各子设备组成 | 声学/振动分析仪
EC3424 | 1 | Pulse data acquisition unit |  | 2539120 | SH Lab | 86#2F-Construction test lab(Ⅰ) | I | 2020-11-06 | 2021-11-05 | SIMT | Closed |  | Pulse data acquisition unit
EC3424 | 4 | Sound calibrator |  | 2545700 | SH Lab | 86#2F-Construction test lab(Ⅰ) | I | 2021-02-08 | 2022-02-07 | SIMT | Closed |  | Sound calibrator
EC3424 | 5 | Accelerometer calibrator |  | 2548780 | SH Lab | 86#2F-Construction test lab(Ⅰ) | I | 2020-11-11 | 2021-11-10 | SIMT | Closed |  | Accelerometer calibrator
EC3424 | 7 | Accelerometer(5g) |  | 52910 | SH Lab | 86#2F-Construction test lab(Ⅰ) | I | 2021-03-15 | 2022-03-14 | JSMI | Closed |  | 加速计
EC3424 | 9 | Acceleration Meter |  |  | SH Lab | 86#2F-2F Power distribution room | I | 2020-11-10 | 2021-11-09 | JSMI | Closed |  | 加速度传感器
EC3425 |  | Aperture stop |  |  | SH Lab | 86#2F-TCO test lab | III | 2006-09-21 | — | ES JH | Closed |  | 可变光阑
EC3426 |  | Digital power meter |  | 91F920512 | SH Lab | 86#4F-Multimedia test lab | I | 2020-11-12 | 2021-11-11 | JSMI | Closed | WTViewer Version 5.01 | 数字功率表
EC3427 |  | Steel ball |  |  | SH Lab | 51#7F-PPT test lab | II | 2020-09-28 | 2021-09-27 | EC JZ | Closed |  | 钢球
EC3428 |  | Programmable AC source |  | 64300600 | SH Lab | 86#2F-TCO test lab | I | 2020-07-10 | 2021-07-09 | SQI | Closed |  | 可编程交流电源
EC3429 | 1 | SE Gauges | SE1 |  | SH Lab | 85#5F-Gauge room | II | 2021-03-21 | 2022-03-20 | EC JZ | Closed |  | SE Gauges
EC3429 | 10 | SE Gauges | SE7 |  | SH Lab | 85#5F-Gauge room | II | 2021-03-21 | 2022-03-20 | EC JZ | Closed |  | SE Gauges
EC3429 | 11 | SE Gauges | SE7 |  | SH Lab | 85#5F-Gauge room | II | 2021-03-21 | 2022-03-20 | EC JZ | Closed |  | SE Gauges
EC3429 | 12 | SE Gauges | SE7 |  | SH Lab | 85#5F-Gauge room | II | 2021-03-21 | 2022-03-20 | EC JZ | Closed |  | SE Gauges
EC3429 | 13 | SE Gauges | SE7 |  | SH Lab | 85#5F-Gauge room | II | 2021-03-21 | 2022-03-20 | EC JZ | Closed |  | SE Gauges
EC3429 | 14 | SE Gauges | SE8 |  | SH Lab | 85#5F-Gauge room | II | 2021-03-21 | 2022-03-20 | EC JZ | Closed |  | SE Gauges
EC3429 | 15 | SE Gauges | SE9 A |  | SH Lab | 85#5F-Gauge room | II | 2021-03-21 | 2022-03-20 | EC JZ | Closed |  | SE Gauges
EC3429 | 17 | SE Gauges | SE9 B |  | SH Lab | 85#5F-Gauge room | II | 2021-03-21 | 2022-03-20 | EC JZ | Closed |  | SE Gauges
EC3429 | 18 | SE Gauges | SE9 B |  | SH Lab | 85#5F-Gauge room | II | 2021-03-21 | 2022-03-20 | EC JZ | Closed |  | SE Gauges
EC3429 | 19 | SE Gauges | SE10 |  | SH Lab | 85#5F-Gauge room | II | 2021-03-21 | 2022-03-20 | EC JZ | Closed |  | SE Gauges
EC3429 | 2 | SE Gauges | SE1 |  | SH Lab | 85#5F-Gauge room | II | 2021-03-21 | 2022-03-20 | EC JZ | Closed |  | SE Gauges
EC3429 | 20 | SE Gauges | SE10 |  | SH Lab | 85#5F-Gauge room | II | 2021-03-21 | 2022-03-20 | EC JZ | Closed |  | SE Gauges
EC3429 | 21 | SE Gauges | SE11 |  | SH Lab | 85#5F-Gauge room | II | 2021-03-21 | 2022-03-20 | EC JZ | Closed |  | SE Gauges
EC3429 | 22 | SE Gauges | SE12 |  | SH Lab | 85#5F-Gauge room | II | 2021-03-21 | 2022-03-20 | EC JZ | Closed |  | SE Gauges
EC3429 | 23 | SE Gauges | SE13 |  | SH Lab | 85#5F-Gauge room | II | 2021-03-21 | 2022-03-20 | EC JZ | Closed |  | SE Gauges
EC3429 | 24 | SE Gauges | SE16 |  | SH Lab | 85#5F-Gauge room | II | 2021-03-21 | 2022-03-20 | EC JZ | Closed |  | SE Gauges
EC3429 | 26 | SE Gauges | SE19 A |  | SH Lab | 85#5F-Gauge room | II | 2021-03-21 | 2022-03-20 | EC JZ | Closed |  | SE Gauges
EC3429 | 27 | SE Gauges | SE19 A |  | SH Lab | 85#5F-Gauge room | II | 2021-03-21 | 2022-03-20 | EC JZ | Closed |  | SE Gauges
EC3429 | 28 | SE Gauges | SE19 a |  | SH Lab | 85#5F-Gauge room | II | 2021-03-21 | 2022-03-20 | EC JZ | Closed |  | SE Gauges
EC3429 | 29 | SE Gauges | SE21 |  | SH Lab | 85#5F-Gauge room | II | 2021-03-21 | 2022-03-20 | EC JZ | Closed |  | SE Gauges
EC3429 | 30 | SE Gauges | SE24 |  | SH Lab | 85#5F-Gauge room | II | 2021-03-21 | 2022-03-20 | EC JZ | Closed |  | SE Gauges
EC3429 | 31 | SE Gauges | SE26 |  | SH Lab | 85#5F-Gauge room | II | 2021-03-21 | 2022-03-20 | EC JZ | Closed |  | SE Gauges
EC3429 | 32 | SE Gauges | SE2 |  | SH Lab | 85#5F-Gauge room | II | 2021-03-21 | 2022-03-20 | EC JZ | Closed |  | SE Gauges
EC3429 | 33 | SE Gauges | SE2 |  | SH Lab | 85#5F-Gauge room | II | 2021-03-21 | 2022-03-20 | EC JZ | Closed |  | SE Gauges
EC3429 | 34 | SE Gauges | SE2 |  | SH Lab | 85#5F-Gauge room | II | 2021-03-21 | 2022-03-20 | EC JZ | Closed |  | SE Gauges
EC3429 | 35 | SE Gauges | SE11 |  | SH Lab | 85#5F-Gauge room | II | 2021-03-21 | 2022-03-20 | EC JZ | Closed |  | SE Gauges
EC3429 | 36 | SE Gauges | SE23 |  | SH Lab | 85#5F-Gauge room | III | 2007-05-18 | — | ES LWF | Closed |  | SE Gauges
EC3429 | 5 | SE Gauges | SE2 |  | SH Lab | 85#5F-Gauge room | II | 2021-03-21 | 2022-03-20 | EC JZ | Closed |  | SE Gauges
EC3429 | 6 | SE Gauges | SE3 |  | SH Lab | 85#5F-Gauge room | II | 2021-03-21 | 2022-03-20 | EC JZ | Closed |  | SE Gauges
EC3429 | 7 | SE Gauges | SE4 |  | SH Lab | 85#5F-Gauge room | II | 2021-03-21 | 2022-03-20 | EC JZ | Closed |  | SE Gauges
EC3429 | 8 | SE Gauges | SE6 |  | SH Lab | 85#5F-Gauge room | II | 2021-03-21 | 2022-03-20 | EC JZ | Closed |  | SE Gauges
EC3429 | 9 | SE Gauges | SE6 |  | SH Lab | 85#5F-Gauge room | II | 2021-03-21 | 2022-03-20 | EC JZ | Closed |  | SE Gauges
EC3430 |  | DC Analog Current Meter |  |  | SH Lab | 86#4F-Multimedia test lab | II | 2020-10-20 | 2021-10-19 | EC JK | Closed |  | DC Analog Current Meter
EC3431 |  | Plastic cylinder |  |  | SH Lab | 86#2F-TCO test lab | II | 2020-09-29 | 2021-09-28 | ES AW | Closed |  | Plastic cylinder
EC3432 |  | Plastic cylinder |  |  | SH Lab | 86#2F-TCO test lab | II | 2020-09-29 | 2021-09-28 | ES AW | Closed |  | Plastic cylinder
EC3433 |  | Power supply switch box |  |  | SH Lab | 86#2F-TCO test lab | III | 2006-10-16 | — | ES JH | Closed |  | 电源开关盒
EC3434 |  | Magnetic field meter |  | 102 | SH Lab | 86#2F-TCO test lab | I | 2020-10-19 | 2021-10-18 | NIM | Closed |  | 磁场强度计
EC3435 |  | Electric field meter |  | 429 | SH Lab | 86#2F-TCO test lab | I | 2019-05-17 | 2020-08-16 | SCM | Calibrating |  | 电场强度计
EC3435 | 3 | Distance measurement tool |  |  | SH Lab | 86#2F-TCO test lab | III | 2006-10-19 | — | ES JH | Closed |  | Distance measurement tool
EC3435 | 4 | straight steel ruler |  |  | SH Lab | 86#2F-TCO test lab | III | 2015-03-24 | — | SIMT | Closed | 2015.06.22 | 钢直尺
EC3435 | 5 | straight steel ruler |  |  | SH Lab | 86#2F-TCO test lab | III | 2015-03-24 | — | SIMT | Closed | 2015.06.22 | 钢直尺
EC3435 | 6 | straight steel ruler |  |  | SH Lab | 86#2F-TCO test lab | III | 2015-03-24 | — | SIMT | Closed | 2015.06.22 | 钢直尺
EC3435 | 7 | straight steel ruler |  |  | SH Lab | 86#2F-TCO test lab | III | 2015-03-24 | — | SIMT | Closed | 2015.06.22 | 钢直尺
EC3436 | 1 | Gloss standard |  |  | SH Lab | 86#2F-TCO test lab | III | 2008-02-16 | — | ES JH | Closed |  | Gloss standard
EC3437 |  | Steel plate |  |  | SH Lab | 86#3F-Home appliance test lab | III | 2006-09-29 | — | ES JH | Closed |  | 刚性长板块
EC3439 |  | Right angle ruler |  |  | SH Lab | 86#2F-TCO test lab | II | 2020-11-20 | 2021-11-19 | ES AW | Closed |  | Right angle ruler
EC3440 |  | Stopwatch |  |  | SH Lab | 86#2F-TCO test lab | I | 2020-11-11 | 2021-11-10 | JSMI | Closed |  | 秒表
EC3442 |  | Temperature and Humidity Recorder |  | 609120 | SH Lab | 86#2F-TCO test lab | I | 2021-03-10 | 2022-03-09 | JSMI | Closed |  | 温湿度记录仪
EC3444 |  | Gauges |  |  | SH Lab | 85#5F-Gauge room | II | 2021-01-04 | 2022-01-03 | ES AW | Closed |  | 量规（57个）
EC3445 |  | Lens |  |  | SH Lab | 86#2F-TCO test lab | III | 2006-08-23 | — | ES JH | Closed |  | 透镜
EC3446 |  | Adjustable capacitor box |  |  | SH Lab | 86#2F-Power supply test lab | III | 2006-10-16 | — | ES JH | Closed |  | 可调电容盒
EC3447 |  | Spring hammer |  |  | SH Lab | 86#1F-Tools & machinery test lab | II | 2021-11-08 | 2022-02-07 | EC JK | Closed |  | 冲击锤
EC3448 |  | Spring hammer |  |  | SH Lab | 86#2F-Construction test lab(Ⅰ) | I | 2021-03-10 | 2022-03-09 | STIEA | Closed |  | 冲击锤
EC3449 |  | Oscilloscope |  | B041652 | SH Lab | 86#1F-Tools & machinery test lab | I | 2020-11-13 | 2021-11-12 | JSMI | Closed |  | 示波器
EC3453 |  | Leakage current filter |  |  | SH Lab | 86#2F-Construction test lab(Ⅰ) | I | 2006-10-20 | 2007-10-19 | SIMT | Calibrating |  | Leakage current filter
EC3455 |  | Variable Transformer |  |  | SH Lab | 86#4F-EMC test lab | III | 2006-10-23 | — | ES JH | Closed |  | 调压器
EC3456 |  | Variable Transformer |  |  | SH Lab | 86#4F-EMC test lab | III | 2006-10-23 | — | ES JH | Closed |  | 调压器
EC3457 |  | Variable Transformer |  |  | SH Lab | 85#5F-ACCE & LUM test lab | III | 2006-10-23 | — | ES JH | Closed |  | 调压器
EC3458 |  | AC Frequency Converter |  |  | SH Lab | 86#2F-TCO test lab | III | 2006-10-23 | — | ES JH | Closed |  | 变频电源
EC3461 |  | Torque wrench |  |  | SH Lab | 85#5F-Gauge room | I | 2020-08-12 | 2021-08-11 | JSMI | Closed |  | 扭力扳手
EC3462 |  | Start current measurement apparatus |  |  | SH Lab | 86#2F-Construction test lab(Ⅰ) | III | 2006-10-30 | — | ES JH | Closed |  | 启动电流测试设备
EC3463 |  | Discharge tester for protection impedance |  |  | SH Lab | 86#3F-Home appliance test lab | I | 2020-04-03 | 2021-04-02 | SQI | Calibrating |  | 保护阻抗放电量测试装置
EC3464 |  | Leakage current filter |  |  | SH Lab | 86#2F-Construction test lab(Ⅰ) | III | 2006-10-30 | — | SIMT | Closed |  | 欧标冷态泄漏电流测量仪
EC3466 |  | BS Gauges |  |  | SH ACCE | 85#5F-Gauge room | II | 2020-12-04 | 2021-12-03 | EC JZ | Closed |  | BS 量规
EC3467 |  | Variable Transformer |  |  | SH Lab | 85#5F-ACCE & LUM test lab | III | 2006-11-03 | — | ES JH | Closed |  | 调压器
EC3468 |  | Variable Transformer |  |  | SH Lab | 51#7F-PPT test lab | III | 2006-11-03 | — | ES JH | Closed |  | 调压器
EC3472 | 1 | Gauge |  |  | SH Lab | 86#2F-TCO test lab | II | 2020-11-17 | 2021-11-16 | EC JZ | Closed |  | Gauge
EC3472 | 2 | Gauge |  |  | SH Lab | 86#2F-TCO test lab | II | 2020-11-17 | 2021-11-16 | EC JZ | Closed |  | Gauge
EC3472 | 3 | Gauge |  |  | SH Lab | 86#2F-TCO test lab | II | 2020-11-17 | 2021-11-16 | EC JZ | Closed |  | Gauge
EC3472 | 4 | Gauge |  |  | SH Lab | 86#2F-TCO test lab | II | 2020-11-17 | 2021-11-16 | EC JZ | Closed |  | Gauge
EC3472 | 5 | Gauge |  |  | SH Lab | 86#2F-TCO test lab | II | 2020-11-17 | 2021-11-16 | EC JZ | Closed |  | Gauge
EC3472 | 6 | Gauge |  |  | SH Lab | 86#2F-TCO test lab | II | 2020-11-17 | 2021-11-16 | EC JZ | Closed |  | Gauge
EC3474 | 1 | Steel plate |  |  | SH Lab | 86#2F-TCO test lab | III | 2006-11-20 | — | ES JH | Closed |  | Steel plate
EC3474 | 2 | Gauge |  |  | SH Lab | 86#2F-TCO test lab | II | 2020-11-17 | 2021-11-16 | EC JZ | Closed |  | Gauge
EC3474 | 3 | Gauge |  |  | SH Lab | 86#2F-TCO test lab | II | 2020-11-17 | 2021-11-16 | EC JZ | Closed |  | Gauge
EC3474 | 4 | Gauge |  |  | SH Lab | 86#2F-TCO test lab | II | 2020-11-17 | 2021-11-16 | EC JZ | Closed |  | Gauge
EC3475 |  | Dummy load |  |  | SH Lab | 86#2F-TCO test lab | III | 2006-11-20 | — | ES JH | Closed |  | Dummy load
EC3476 |  | Power supply box |  |  | SH Lab | 86#2F-TCO test lab | III | 2006-11-20 | — | ES JH | Closed |  | Power supply box
EC3477 |  | Capillary tube |  |  | SH Lab | 86#3F-Construction test lab (Ⅱ) | III |  | — | ES JH | Closed |  | Capillary tube
EC3478 |  | Gas bottle |  |  | SH Lab | 86#3F-Construction test lab (Ⅱ) | III |  | — | ES JH | Closed |  | 致冷剂灌装容器
EC3481 |  | Temperature and Humidity Recorder |  | 609126 | CN FAC | 86#4F-Calibration room | I | 2021-02-03 | 2022-02-02 | JSMI | Closed |  | 温湿度记录仪
EC3483 |  | Slide-Wire Resistor |  |  | SH Lab | 86#4F-EMC test lab | III | 2006-11-27 | — | ES JH | Closed |  | 滑线变阻器
EC3484 |  | TE test circuit |  |  | SH Lab | 86#4F-EMC test lab | III | 2006-11-27 | — | ES JH | Closed |  | TE测试电路
EC3486 |  | Clamp meter | 312 | 92710020 | SH Lab | 86#4F-EMC test lab | I | 2021-02-08 | 2022-02-07 | SIMT | Closed |  | 钳形电表
EC3489 |  | Sealed box |  |  | SH Lab | 85#5F-Battery test lab | III | 2007-04-12 | — | ES JH | Closed |  | 真空箱
EC3489 | 1 | Vacuum meter |  |  | SH Lab | 86#2F-Power supply test lab | I | 2020-06-12 | 2021-06-11 | SIMT | Closed |  | 数字压力计
EC3490 |  | DC Power Calibrator |  | 20061010 | CN FAC | 86#4F-Calibration room | I | 2020-06-04 | 2021-06-03 | SIMT | Closed |  | 直流功率校准仪
EC3493 |  | Endurance & life tester |  |  | SH Lab | 86#1F-Endurance test lab | III | 2015-07-23 | — | ES JH | Closed |  | 电机空载耐久测试系统
EC3493 | 1 | Power meter |  |  | SH Lab | 86#1F-Endurance test lab | II | 2020-10-31 | 2021-10-30 | EC JK | Closed |  | Power meter
EC3493 | 2 | Power meter |  |  | SH Lab | 86#1F-Endurance test lab | II | 2020-10-31 | 2021-10-30 | EC JK | Closed |  | Power meter
EC3493 | 3 | Power meter |  |  | SH Lab | 86#1F-Endurance test lab | II | 2020-10-31 | 2021-10-30 | EC JK | Closed |  | Power meter
EC3493 | 4 | Power meter |  |  | SH Lab | 86#1F-Endurance test lab | II | 2020-10-31 | 2021-10-30 | EC JK | Closed |  | Power meter
EC3493 | 5 | Power meter |  |  | SH Lab | 86#1F-Endurance test lab | II | 2020-10-31 | 2021-10-30 | EC JK | Closed |  | Power meter
EC3493 | 6 | Power meter |  |  | SH Lab | 86#1F-Endurance test lab | II | 2020-10-31 | 2021-10-30 | EC JK | Closed |  | Power meter
EC3494 |  | EMF Stage |  |  | SH Lab | 86#2F-TCO test lab | III | 2006-12-05 | — | ES JH | Closed |  | EMF Stage
EC3496 |  | Steel ball |  |  | SH Lab | 86#1F-Tools & machinery test lab | II | 2020-12-13 | 2021-12-12 | EC JK | Closed |  | 钢球
EC3499 |  | Steel plate with fixture |  |  | SH Lab | 86#4F-EMC test lab | III | 2006-07-06 | — | ES JH | Closed | Transfer from HZ (EH1371) | 钢板及支架
EC3500 |  | AC Frequency Converter |  |  | HA | Hangzhou test lab | III | 2006-12-21 | — | ES JH | Closed | 该设备目前在杭州英华公司联系人：徐建中0571-28997846 | 变频电源
EC3501 |  | Pendulum |  |  | SH Lab | 86#1F-Environment test lab | II | 2021-01-10 | 2022-01-09 | ES AW | Closed |  | 摆锤
EC3502 |  | Steel pan |  |  | SH Lab | 86#3F-Construction test lab (Ⅱ) | III | 2006-12-28 | — | ES LWF | Closed |  | 钢板
EC3503 |  | Steel pan |  |  | SH Lab | 86#3F-Construction test lab (Ⅱ) | III | 2006-12-25 | — | ES LWF | Closed |  | 钢板
EC3504 |  | Power quality analyzer |  |  | SH Lab | 86#1F-Garden tools test lab (Ⅰ) | I | 2020-05-06 | 2021-05-05 | SIMT | Closed | 80i-110s 电流钳不用，单用i400s电流钳。 | 功率质量分析仪
EC3504 | 1 | AC/DC Current probe |  |  | SH Lab | 86#2F-Construction test lab(Ⅰ) | III | 2007-01-08 | — | ES JH | Closed |  | 交直流电流探头
EC3513 | 1 | Data acquisition unit |  | 9046009 | SH Lab | Hangzhou test lab | I | 2020-05-06 | 2021-05-05 | SIMT | Closed | Transfer to HZ | Data acquisition unit
EC3513 | 11 | Ruler |  |  | SH Lab | 86#3F-Cooking & HVAC test lab | III | 2017-04-25 | — | ES AW | Closed | Transfer to HZ | 直尺
EC3513 | 12 | Ruler |  |  | SH Lab | 86#3F-Cooking & HVAC test lab | III | 2017-04-25 | — | ES HG | Closed | Transfer to HZ | 直尺
EC3513 | 3 | PID Controller |  |  | SH Lab | Hangzhou test lab | III | 2006-12-29 | — | ES JH | Closed | Transfer to HZ | PID Controller
EC3513 | 4 | PID Controller |  |  | SH Lab | Hangzhou test lab | III | 2006-12-29 | — | ES JH | Closed | Transfer to HZ | PID Controller
EC3513 | 5 | PID Controller |  |  | SH Lab | Hangzhou test lab | III | 2006-12-29 | — | ES JH | Closed | Transfer to HZ | PID Controller
EC3513 | 6 | PID Controller |  |  | SH Lab | Hangzhou test lab | III | 2006-12-29 | — | ES JH | Closed | Transfer to HZ | PID Controller
EC3513 | 9 | Tapeline |  |  | SH Lab | 86#3F-Cooking & HVAC test lab | III | 2015-05-22 | — | SIMT | Closed | Transfer to HZ | 卷尺
EC3515 |  | Oscilloscope |  | C011559 | SH Lab | 86#4F-EMC test lab | I | 2021-03-24 | 2022-03-23 | JSMI | Closed |  | 示波器
EC3515 | 1 | Voltage probe |  |  | SH Lab | 86#4F-EMC test lab | III | 2007-01-10 | — | ES JH | Closed |  | 电压探头
EC3515 | 2 | Voltage probe |  |  | SH Lab | 86#4F-EMC test lab | III | 2007-01-10 | — | ES JH | Closed |  | 电压探头
EC3515 | 3 | Voltage probe |  |  | SH Lab | 86#4F-EMC test lab | III | 2007-01-10 | — | ES JH | Closed |  | 电压探头
EC3515 | 4 | Voltage probe |  |  | SH Lab | 86#4F-EMC test lab | III | 2007-01-10 | — | ES JH | Closed |  | 电压探头
EC3515 | 5 | Voltage probe |  |  | SH Lab | 86#4F-EMC test lab | III | 2007-01-10 | — | ES JH | Closed |  | 电压探头
EC3515 | 6 | Voltage probe |  |  | SH Lab | 86#4F-EMC test lab | III | 2007-01-10 | — | ES JH | Closed |  | 电压探头
EC3533 |  | Multi-product calibrator |  | 9305009 | CN FAC | 86#4F-Calibration room | I | 2020-11-11 | 2021-11-10 | SIMT | Closed |  | 多功能校准源
EC3534 | 1 | Clamping unit |  |  | SH Lab | 85#5F-ACCE & LUM test lab | III | 2008-01-28 | — | ES LWF | Closed |  | Clamping unit
EC3534 | 2 | Clamping unit |  |  | SH Lab | 85#5F-ACCE & LUM test lab | III | 2008-01-28 | — | ES LWF | Closed |  | Clamping unit
EC3535 |  | Medium or fine natural human hair attached wooden rod |  |  | SH Lab | 86#3F-Construction test lab (Ⅱ) | III |  | — | ES JH | Closed |  | Medium or fine natural human hair attached wooden rod
EC3536 |  | Felt |  |  | SH Lab | 86#3F-Home appliance test lab | III | 2007-01-30 | — | ES JH | Closed |  | Felt
EC3537 |  | Stopwatch | SJ9-2II | NA | CN FAC | 86#4F-Calibration room | I | 2021-03-22 | 2022-03-21 | JSMI | Closed |  | 秒表
EC3540 |  | Milliohm meter |  | 61225362 | SH Lab | 86#1F-General test lab | I | 2020-07-22 | 2021-07-21 | JSMI | Closed |  | 毫欧计
EC3542 |  | The measuring apparatus for PT brake-time |  |  | SH Lab | 86#1F-Tools & machinery test lab | III | 2011-06-07 | — | ES JH | Closed |  | 电动工具制动时间测量设备
EC3543 |  | Steel tube tester for rasentrimmer |  |  | SH Lab | 86#1F-Garden tools test lab (Ⅰ) | I | 2020-03-28 | 2021-03-27 | SETRI | Closed |  | 割灌机钢管试验仪
EC3544 |  | Gas bottle |  |  | SH Lab | 86#3F-Construction test lab (Ⅱ) | III | 2007-02-01 | — | ES JH | Closed |  | 致冷剂灌装容器
EC3546 |  | Contacts panel |  |  | SH Lab | 86#2F-Power supply test lab | III | 2008-02-25 | — | ES JH | Closed |  | 刮擦板
EC3547 |  | Electrode endurance test equipment |  | 07WK001、D07-009 | SH Lab | 86#1F-Garden tools test lab (Ⅰ) | III | 2007-03-08 | — | ES JH | Closed |  | 电机堵转耐久测试装置
EC3547 | 1 | temperature controller | wk-2 | 07WK001 | SH Lab | 86#1F-Tools & machinery test lab | I | 2020-04-17 | 2021-04-16 | STIEA | Calibrating |  | 温控仪
EC3548 |  | Electrode burning test equipment |  |  | SH Lab | 86#1F-Garden tools test lab (Ⅰ) | III | 2007-03-08 | — | ES JH | Closed |  | 二类电机转子堵转烧坏测试装置
EC3548 | 2 | Digital ACr meter | 8780 | 870609295 | SH Lab | 86#1F-Tools & machinery test lab | I | 2020-06-19 | 2021-06-18 | JSMI | Closed |  | 电参数仪
EC3549 | 1 | Module for Data Acquisition |  |  | SH Lab | 86#1F-Garden tools test lab (Ⅰ) | III | 2007-03-09 | — | ES JH | Closed |  | 数据采集仪模块
EC3549 | 2 | Module for Data Acquisition |  |  | SH Lab | 86#1F-Garden tools test lab (Ⅰ) | III | 2007-03-09 | — | ES JH | Closed |  | 数据采集仪模块
EC3549 | 3 | Module for Data Acquisition |  |  | SH Lab | 86#1F-Garden tools test lab (Ⅰ) | III | 2007-03-09 | — | ES JH | Closed |  | 数据采集仪模块
EC3549 | 4 | Module for Data Acquisition |  |  | SH Lab | 86#1F-Garden tools test lab (Ⅰ) | III | 2007-03-09 | — | ES JH | Closed |  | 数据采集仪模块
EC3549 | 5 | Module for Data Acquisition |  |  | SH Lab | 86#1F-Garden tools test lab (Ⅰ) | III | 2007-03-09 | — | ES JH | Closed |  | 数据采集仪模块
EC3549 | 6 | Module for Data Acquisition |  |  | SH Lab | 86#1F-Garden tools test lab (Ⅰ) | III | 2007-03-09 | — | ES JH | Closed |  | 数据采集仪模块
EC3549 | 7 | Module for Data Acquisition |  |  | SH Lab | 86#1F-Garden tools test lab (Ⅰ) | III | 2007-03-09 | — | ES JH | Closed |  | 数据采集仪模块
EC3549 | 8 | Module for Data Acquisition |  |  | SH Lab | 86#1F-Garden tools test lab (Ⅰ) | III | 2007-03-09 | — | ES JH | Closed |  | 数据采集仪模块
EC3554 |  | 链锯量规 |  |  | SH Lab | 86#2F-Construction test lab(Ⅰ) | III | 2007-03-26 | — | ES JH | Closed |  | 链锯量规
EC3555 |  | Multi test signal generator |  | 3000024952 | SH Lab | 86#4F-EMC test lab | I | 2020-07-03 | 2021-07-02 | MFG | Closed |  | 信号发生器
EC3556 |  | 修枝剪欧标测量量规 |  |  | SH Lab | 86#2F-Construction test lab(Ⅰ) | III | 2007-04-09 | — | ES JH | Closed |  | 修枝剪欧标测量量规
EC3558 |  | Artifical mains network |  | 100011 | SH Lab | 86#4F-EMC Shielding room | I | 2020-06-11 | 2021-06-10 | CEPREI | Closed |  | 人工电源网络
EC3559 |  | Probe for bare live part |  |  | SH Lab | 86#3F-Home appliance test lab | II | 2020-05-11 | 2021-05-10 | EC JZ | Closed |  | Probe for bare live part
EC3560 |  | Probe for moving part |  |  | SH Lab | 86#3F-Home appliance test lab | II | 2020-05-11 | 2021-05-10 | EC JZ | Closed |  | Probe for moving part
EC3562 | 1 | Gauge |  |  | SH Lab | 85#5F-Gauge room | II | 2020-08-08 | 2021-08-07 | EC JZ | Closed |  | 量规
EC3562 | 10 | Gauge |  |  | SH Lab | 85#5F-Gauge room | II | 2020-08-08 | 2021-08-07 | EC JZ | Closed |  | 量规
EC3562 | 11 | Gauge |  |  | SH Lab | 85#5F-Gauge room | II | 2020-08-08 | 2021-08-07 | EC JZ | Closed |  | 量规
EC3562 | 12 | Gauge |  |  | SH Lab | 85#5F-Gauge room | II | 2020-08-08 | 2021-08-07 | EC JZ | Closed |  | 量规
EC3562 | 13 | Gauge |  |  | SH Lab | 85#5F-Gauge room | II | 2020-08-08 | 2021-08-07 | EC JZ | Closed |  | 量规
EC3562 | 14 | Gauge |  |  | SH Lab | 85#5F-Gauge room | II | 2020-08-08 | 2021-08-07 | EC JZ | Closed |  | 量规
EC3562 | 15 | Gauge |  |  | SH Lab | 85#5F-Gauge room | II | 2020-08-08 | 2021-08-07 | EC JZ | Closed |  | 量规
EC3562 | 16 | Gauge |  |  | SH Lab | 85#5F-Gauge room | II | 2020-08-08 | 2021-08-07 | EC JZ | Closed |  | 量规
EC3562 | 17 | Gauge |  |  | SH Lab | 85#5F-Gauge room | II | 2020-08-08 | 2021-08-07 | EC JZ | Closed |  | 量规
EC3562 | 18 | Gauge |  |  | SH Lab | 85#5F-Gauge room | II | 2020-08-08 | 2021-08-07 | EC JZ | Closed |  | 量规
EC3562 | 6 | Gauge |  |  | SH Lab | 85#5F-Gauge room | II | 2020-08-08 | 2021-08-07 | EC JZ | Closed |  | 量规
EC3562 | 7 | Gauge |  |  | SH Lab | 85#5F-Gauge room | II | 2020-08-08 | 2021-08-07 | EC JZ | Closed |  | 量规
EC3562 | 8 | Gauge |  |  | SH Lab | 85#5F-Gauge room | II | 2020-08-08 | 2021-08-07 | EC JZ | Closed |  | 量规
EC3562 | 9 | Gauge |  |  | SH Lab | 85#5F-Gauge room | II | 2020-08-08 | 2021-08-07 | EC JZ | Closed |  | 量规
EC3563 |  | 毛发棒 |  |  | SH Lab | 86#3F-Home appliance test lab | III | 2007-04-23 | — | ES JH | Closed |  | 毛发棒
EC3566 |  | Test spring back protector for circular saws |  |  | SH Lab | 86#1F-Garden tools test lab (Ⅰ) | I | 2020-07-10 | 2021-07-09 | SETRI | Closed |  | 电圆锯防护罩回弹时间测试装置
EC3567 |  | 3P Variable Transformer |  |  | SH Lab | 86#2F-Power supply test lab | III | 2007-02-28 | — | ES JH | Closed |  | 三相调压器
EC3573 |  | 综合强度测试装置 |  |  | SH Lab | 86#3F-Home appliance test lab | III | 2009-08-08 | — | ES JH | Closed |  | 综合强度测试装置
EC3574 |  | Handle Strength Test for Slow Cookers |  |  | SH Lab | 86#3F-Home appliance test lab | II | 2020-08-08 | 2021-08-07 | ES AW | Closed |  | 慢炖锅手柄强度测试装置
EC3577 |  | 堵转支架 |  |  | SH Lab | 86#1F-Environment test lab | III |  | — | ES JH | Closed |  | 堵转支架
EC3578 |  | torque sraw | FTD50CN2-S | 417012Y | SH Lab | 86#3F-Heating & motor test lab | I | 2021-03-11 | 2022-03-10 | JSMI | Closed |  | 扭力螺丝刀
EC3580 |  | CCD摄像头 | DH-HV1303um |  | SH Lab | 86#2F-TCO test lab | III | 2008-10-14 | — | ES JH | Closed |  | CCD camera
EC3591 |  | 空压机耐久测试装置 |  |  | SH Lab | 86#1F-Tools & machinery test lab | III | 2009-01-31 | — | ES JH | Closed | PO1762 | 空压机耐久测试装置
EC3591 | 1 | CT | BH-0.66 | NA | SH Lab | 86#1F-Tools & machinery test lab | III | 2008-09-01 | — | ES JH | Closed | NA | 电流互感器
EC3591 | 2 | ac I meter | DB4-AA | 200704062051 | SH Lab | 51#7F-PPT test lab | II | 2020-09-01 | 2021-08-31 | EC JK | Closed | NA | 交流电流表
EC3591 | 3 | ac V meter | DS3-8AV | 20008056656 | SH Lab | 51#7F-PPT test lab | II | 2020-09-01 | 2021-08-31 | EC JK | Closed | NA | 交流电压表
EC3591 | 4 | persure meter | BSG-1 | 80822 | SH Lab | 86#1F-Tools & machinery test lab | I | 2020-04-13 | 2021-04-12 | JSMI | Calibrating | NA | 压力变送器
EC3591 | 5 | persure meter | BSG-1 | 80821 | SH Lab | 86#1F-Washing M/C test lab | I | 2020-04-13 | 2021-04-12 | JSMI | Calibrating | NA | 压力变送器
EC3601 |  | particle board |  |  | SH Lab | 86#2F-Construction test lab(Ⅰ) | III | 2007-04-12 | — | ES JH | Closed |  | 刨花板
EC3603 |  | probe |  |  | SH Lab | 51#7F-LUM test lab | II | 2020-07-15 | 2021-07-14 | ES AW | Closed |  | GX53量规
EC3608 |  | nonmetal screws |  |  | SH Lab | 86#3F-Heating & motor test lab | III | 2007-03-26 | — | ES JH | Closed |  | 配备四个2英寸非金属螺丝的100mm*100mm铜电极
EC3613 |  | Neoprene probe |  |  | SH Lab | 86#3F-Training equipment test lab | III | 2007-04-13 | — | ES JH | Closed |  | 橡胶棒
EC3614 |  | Metallic Stick |  |  | SH Lab | 86#4F-Calibration room | II | 2021-04-24 | 2022-04-23 | EC JZ | Closed |  | 塑料/金属棒
EC3619 |  | unpolished carbon steel washers |  |  | SH Lab | 86#1F-Tools & machinery test lab | III |  | — | ES JH | Closed |  | 未抛光碳钢垫片
EC3620 |  | AC/DC Digital Power Meter |  | 870608000 | SH Lab | 86#2F-Power supply test lab | II | 2020-05-08 | 2021-05-07 | EC JK | Closed | Range: 3~300V 0~40A | 数字交直流功率表
EC3621 |  | Test Panel |  |  | SH Lab | 86#3F-3F Power distribution room | III | 2007-05-10 | — | ES JH | Closed |  | 试验架
EC3622 |  | Cast iron disc |  |  | SH Lab | 86#3F-Home appliance test lab | II | 2020-06-05 | 2021-06-04 | EC JK | Closed |  | 铁盘
EC3623 |  | Iron plate |  |  | SH Lab | 86#3F-Home appliance test lab | II | 2020-06-05 | 2021-06-04 | EC JK | Closed |  | 铁盘
EC3629 |  | Data acquisition/switch unit |  |  | SH Lab | 86#2F-Power supply test lab | II | 2020-07-05 | 2021-07-04 | ES AW | Closed | Agilent BenchLink Data Logger 3版本4.2.00 | 数据采集仪
EC3629 | 1 | module for data acquisition |  |  | SH Lab | 86#2F-Power supply test lab | III | 2009-05-29 | — | ES JH | Closed |  | 模板
EC3629 | 2 | module for data acquisition |  |  | SH Lab | 86#2F-Power supply test lab | III | 2009-05-29 | — | ES JH | Closed |  | 模板
EC3630 |  | Digital power meter |  | 91G445167 | SH Lab | 86#4F-Multimedia test lab | I | 2020-10-10 | 2021-10-09 | JSMI | Closed | WTViewer Version 5.01 | 数字功率表
EC3634 |  | Fibre and thread embedding roller |  |  | SH Lab | 51#7F-PPT test lab | III | 2007-06-01 | — | ES JH | Closed |  | 纤维压制导轨
EC3635 |  | Dust embedding roller |  |  | SH Lab | 51#7F-PPT test lab | III | 2007-06-01 | — | ES JH | Closed |  | 灰尘压制导轨
EC3639 | 1 | neoprene pad |  |  | SH Lab | 86#1F-Tools & machinery test lab | III | 2004-01-01 | — | JSMI | Closed | 原来购买的橡胶垫硬度不能满足要求,重新购买 | 氯丁橡胶垫
EC3639 | 2 | neoprene pad |  |  | SH Lab | 86#1F-Tools & machinery test lab | III | 2004-01-01 | — | JSMI | Closed |  | 氯丁橡胶垫
EC3639 | 3 | neoprene pad |  |  | SH Lab | 86#1F-Tools & machinery test lab | III | 2004-01-01 | — | JSMI | Closed |  | 氯丁橡胶垫
EC3639 | 5 | neoprene pad |  |  | SH Lab | 86#2F-Construction test lab(Ⅰ) | III |  | — | ES JH | Closed |  | 氯丁橡胶垫
EC3640 | 4 | neoprene pad |  |  | SH Lab | 86#2F-Construction test lab(Ⅰ) | III |  | — | JSMI | Closed |  | 氯丁橡胶垫
EC3643 |  | Digital Micrometer |  | 34753 | CN FAC | 86#4F-Calibration room | I | 2020-07-02 | 2021-07-01 | JSMI | Closed |  | 千分尺
EC3644 |  | steel plate |  |  | SH Lab | 86#1F-Tools & machinery test lab | III | 2013-11-25 | — | ES LWF | Closed |  | 钢板
EC3645 |  | DC Power Source |  |  | SH Lab | 86#4F-EMC Shielding room | III | 2007-06-27 | — | ES JH | Closed |  | 直流稳压稳流电源
EC3646 |  | Data Acquisition Unit |  |  | SH Lab | 86#3F-Heating & motor test lab | II | 2020-06-22 | 2021-06-21 | ES AW | Closed | Agilent BenchLink Data Logger 3版本4.2.00 | 数据采集仪
EC3647 |  | Training equipmentest room t |  |  | SH Lab | 86#3F-Home appliance test lab | III | 2013-11-25 | — | ES LWF | Closed |  | Training equipment test room 增加气源
EC3651 |  | ruler |  |  | SH Lab | 86#2F-TCO test lab | II | 2020-07-09 | 2021-07-08 | EC JZ | Closed | 刚性材料 | 100mm长度量规,70mm长度量规,7mm直径量规,3.5mm直径量规
EC3655 |  | solid steel ball |  |  | SH Lab | 51#7F-LUM test lab | II | 2020-07-09 | 2021-07-08 | EC JZ | Closed |  | 实心钢球
EC3658 |  | Spring Hammer |  |  | SH Lab | 86#3F-Construction test lab (Ⅱ) | II | 2021-11-08 | 2022-02-07 | EC JK | Closed |  | 冲击锤
EC3663 |  | Fixture for Thermocouple |  |  | SH Lab | 86#2F-Power supply test lab | III | 2007-07-25 | — | ES LWF | Closed |  | 热电偶支架
EC3663 | 1 | Fixture for Thermocouple |  |  | SH Lab | 86#2F-2F Power distribution room | III | 2007-07-25 | — | ES LWF | Closed |  | 热电偶支架
EC3667 |  | Pressure Meter |  |  | SH Lab | 86#3F-Cooking & HVAC test lab | I | 2020-04-29 | 2021-04-28 | JSMI | Calibrating |  | Pressure Meter
EC3668 |  | bend test |  |  | SH Lab | 86#2F-Garden tools test lab (Ⅱ) | III | 2007-11-12 | — | ES JH | Closed |  | 刀片强度测试
EC3671 |  | pull scale |  | 191803 | SH Lab | 86#1F-Tools & machinery test lab | I | 2020-08-18 | 2021-08-17 | JSMI | Closed |  | 拉力计
EC3674 |  | DXL-2 |  |  | SH Lab | 86#2F-Power supply test lab | III | 2007-09-14 | — | ES JH | Closed |  | 电池误用检验箱
EC3680 |  | icing test |  |  | SH Lab | 85#5F-ACCE & LUM test lab | III |  | — | ES JH | Closed |  | 冰冻测试设备
EC3683 |  | Steel ball |  |  | SH Lab | 51#7F-PPT test lab | II | 2020-09-23 | 2021-09-22 | ES AW | Closed |  | 钢球
EC3684 |  | icing test |  |  | SH Lab | 85#5F-ACCE & LUM test lab | III | 2008-09-23 | — | ES JH | Closed |  | 冰冻测试设备
EC3685 |  | Data Acquisition Unit |  |  | HA | 86#3F-Home appliance test lab | II | 2020-09-27 | 2021-09-26 | ES AW | Closed | Agilent BenchLink Data Logger 3版本4.2.00 | 数据采集仪
EC3687 |  | Tachometer |  |  | SH Lab | 86#1F-Garden tools test lab (Ⅰ) | I | 2020-05-20 | 2021-05-19 | JSMI | Closed |  | 磁感应转速表
EC3688 |  | Bowl |  |  | SH Lab | 86#3F-Heating & motor test lab | III | 2007-10-09 | — | ES LWF | Closed |  | 碗
EC3690 |  | Angle meter |  |  | SH Lab | 86#1F-Tools & machinery test lab | I | 2020-11-17 | 2021-11-16 | JSMI | Closed |  | 角度仪
EC3693 |  | Splash test apparatus |  |  | SH Lab | 86#1F-Garden tools test lab (Ⅰ) | II | 2020-12-25 | 2021-12-24 | ES AW | Closed |  | 防溅水测试台
EC3697 |  | Harmonic analysis module |  |  | SH Lab | 86#2F-2F Power distribution room | III | 2007-09-14 | — | SIMT | Closed | 同EC3358一起计量, | 諧波分析模块
EC3699 | 1 | gauges for standard BS 1363 fig35 |  |  | SH Lab | 85#5F-Gauge room | II | 2020-11-09 | 2021-11-08 | ES AW | Closed |  | gauges
EC3699 | 2 | gauges for standard BS 1363 fig35 |  |  | SH Lab | 85#5F-Gauge room | II | 2020-11-09 | 2021-11-08 | ES AW | Closed |  | gauges
EC3699 | 3 | gauges for standard BS 1363 fig35 |  |  | SH Lab | 85#5F-Gauge room | II | 2020-11-09 | 2021-11-08 | ES AW | Closed |  | gauges
EC3700 | 1 | gauges for standard BS 1363 fig38 |  |  | SH Lab | 85#5F-Gauge room | II | 2020-11-09 | 2021-11-08 | ES AW | Closed |  | gauges
EC3700 | 2 | gauges for standard BS 1363 fig38 |  |  | SH Lab | 85#5F-Gauge room | II | 2020-11-09 | 2021-11-08 | ES AW | Closed |  | gauges
EC3701 |  | gauges for standard BS 1363 fig2a |  |  | SH Lab | 85#5F-Gauge room | II | 2020-11-09 | 2021-11-08 | ES AW | Closed |  | gauges
EC3702 |  | gauges for standard BS 1363 fig8 |  |  | SH Lab | 85#5F-Gauge room | II | 2020-11-09 | 2021-11-08 | ES AW | Closed |  | gauges
EC3703 | 1 | gauges for standard BS 1363 fig19 |  |  | SH ACCE | 85#5F-Gauge room | II | 2020-11-09 | 2021-11-08 | ES AW | Closed |  | gauges
EC3703 | 2 | gauges for standard BS 1363 fig19 |  |  | SH ACCE | 85#5F-Gauge room | II | 2020-11-09 | 2021-11-08 | ES AW | Closed |  | gauges
EC3704 |  | gauges for standard BS 1363 fig33 |  |  | SH Lab | 85#5F-ACCE & LUM test lab | III | 2007-11-09 | — | ES LWF | Closed |  | gauges
EC3705 |  | gauges for standard BS 1363 fig34 |  |  | SH ACCE | 85#5F-Gauge room | II | 2020-11-09 | 2021-11-08 | ES AW | Closed |  | gauges
EC3710 |  | Steel disk |  |  | SH Lab | 86#3F-Construction test lab (Ⅱ) | II | 2020-12-02 | 2021-12-01 | EC JZ | Closed |  | Steel disk
EC3716 |  | Calibration Apparatus for Chain Saw break time Measurement Device |  |  | CN FAC | 86#4F-Facility fixing room | III | 2007-11-26 | — | ES JH | Closed |  | 计量装置用于链锯刹车时间测量设备
EC3717 |  | Pink noise generator |  |  | SH Lab | 86#4F-Multimedia test lab | I | 2020-06-09 | 2021-06-08 | JSMI | Closed |  | 粉红噪声发生器
EC3718 |  | Induction hotplate |  |  | SH Lab | 86#3F-Home appliance test lab | II | 2021-01-20 | 2022-01-19 | EC JK | Closed |  | Induction hotplate
EC3719 |  | Induction hotplate |  |  | SH Lab | 86#3F-Home appliance test lab | II | 2020-11-30 | 2021-11-29 | EC JK | Closed |  | Induction hotplate
EC3720 |  | thickness Guage |  |  | SH Lab | 86#1F-Tools & machinery test lab | II | 2020-11-30 | 2021-11-29 | EC JK | Closed | 精度按CB scheme要求 | 厚度塞尺
EC3721 |  | Radii Guage |  |  | SH Lab | 86#1F-Tools & machinery test lab | II | 2020-11-30 | 2021-11-29 | ES AW | Closed | 最好为英吋规(关键点为1/4in,1/8in), 如果只有公制规,关键点为3mm,6mm | 半径规
EC3724 |  | air-condition |  |  | SH Lab | 85#5F-Gauge room | III | 2007-11-07 | — | ES JH | Closed |  | 量规室空调调换
EC3725 |  | test probe |  |  | SH Lab | 86#1F-Tools & machinery test lab | II | 2020-12-06 | 2021-12-05 | EC JK | Closed |  | 圆触指
EC3726 |  | Taber Abraser and No. CS-10, CS-17 standardized abrasion test wheel |  |  | SH Lab | 86#3F-Home appliance test lab | II | 2021-02-27 | 2022-02-26 | EC JZ | Closed |  | Taber磨耗机和CS-10, CS-17标准测试磨轮
EC3727 |  | compress device for BS 1363 plug or socket |  |  | SH Lab | 85#5F-Gauge room | II | 2020-12-10 | 2021-12-09 | EC JK | Closed |  | 压缩装置
EC3728 |  | Plastic cylindrical |  |  | SH Lab | 86#3F-Cooking & HVAC test lab | III | 2007-12-10 | — | ES JH | Closed |  | Plastic cylindrical
EC3730 |  | Leakage Current Filter |  |  | SH Lab | 86#2F-MD test lab | I | 2020-07-28 | 2021-07-27 | SIMT | Closed |  | 泄漏电流测试盒
EC3731 |  | planer over speed tester |  | S-01-020 | SH Lab | 86#1F-Endurance test lab | III | 2007-12-05 | — | ES JH | Closed | 用于电刨机械装置测试 | 电刨超速测试
EC3731 | 1 | TACHOMETER |  |  | SH Lab | 86#1F-Endurance test lab | I | 2020-06-04 | 2021-06-03 | STIEA | Closed | 用于电刨机械装置测试 | 转速表
EC3740 |  | Thermal endurance tester |  |  | SH Lab | 86#1F-General test lab | III | 2007-12-25 | — | ES JH | Closed | ACCE 申请购买的 | 温控器耐久试验器
EC3742 | 1 | gauge |  |  | SH Lab | 85#5F-Gauge room | II | 2020-09-26 | 2021-09-25 | EC JK | Closed |  | 量规figD1
EC3742 | 2 | gauge |  |  | SH Lab | 85#5F-Gauge room | II | 2020-09-26 | 2021-09-25 | EC JK | Closed |  | 量规figD1
EC3742 | 3 | gauge |  |  | SH Lab | 85#5F-Gauge room | II | 2020-09-26 | 2021-09-25 | EC JK | Closed |  | 量规figD1
EC3743 | 1 | gauge |  |  | SH Lab | 85#5F-Gauge room | II | 2020-09-26 | 2021-09-25 | EC JK | Closed |  | 量规fig G1
EC3743 | 2 | gauge |  |  | SH Lab | 85#5F-Gauge room | II | 2020-09-26 | 2021-09-25 | EC JK | Closed |  | 量规fig G1
EC3745 |  | gauge |  |  | SH Lab | 85#5F-Gauge room | II | 2020-09-26 | 2021-09-25 | EC JK | Closed |  | 量规fig B1
EC3746 | 1 | gauge |  |  | SH Lab | 85#5F-Gauge room | II | 2020-09-26 | 2021-09-25 | EC JK | Closed |  | 量规fig C1
EC3746 | 2 | gauge |  |  | SH Lab | 85#5F-Gauge room | II | 2020-09-26 | 2021-09-25 | EC JK | Closed |  | 量规fig C1
EC3746 | 3 | gauge |  |  | SH Lab | 85#5F-Gauge room | II | 2020-09-26 | 2021-09-25 | EC JK | Closed |  | 量规fig C1
EC3747 |  | gauge |  |  | SH Lab | 85#5F-Gauge room | II | 2020-09-26 | 2021-09-25 | EC JK | Closed |  | 量规3.6
EC3748 |  | gauge |  |  | SH Lab | 85#5F-Gauge room | II | 2020-09-26 | 2021-09-25 | EC JK | Closed |  | 量规
EC3749 |  | gauge |  |  | SH Lab | 85#5F-Gauge room | II | 2020-09-26 | 2021-09-25 | EC JK | Closed |  | 量规
EC3750 |  | gauge |  |  | SH Lab | 85#5F-Gauge room | II | 2020-06-03 | 2021-06-02 | ES AW | Closed |  | 量规
EC3752 |  | Sieve |  |  | SH Lab | 86#3F-Construction test lab (Ⅱ) | III | 2008-01-08 | — | ES JH | Closed | Refer to attached page. | 筛子
EC3753 |  | Sieve |  |  | SH Lab | 86#3F-Construction test lab (Ⅱ) | III | 2009-01-09 | — | ES LWF | Closed | Refer to attached page. | 筛子
EC3754 |  | Telecom impedance stabilization network |  | 20509 | SH Lab | 86#4F-EMI Shielding room | I | 2021-02-10 | 2022-02-09 | SIMT | Closed |  | 阻抗稳定网络
EC3755 |  | Telecom impedance stabilization network |  | 20510 | SH Lab | 86#4F-EMI Shielding room | I | 2021-02-10 | 2022-02-09 | SIMT | Closed |  | 阻抗稳定网络
EC3756 |  | Telecom impedance stabilization network |  | 20511 | SH Lab | 86#4F-EMI Shielding room | I | 2021-02-10 | 2022-02-09 | SIMT | Closed |  | 阻抗稳定网络
EC3757 |  | AC Digital Power Meter | AN8720P | 787120022 | SH Lab | 86#3F-Heating & motor test lab | I | 2020-06-11 | 2021-06-10 | JSMI | Closed |  | 积分功率表
EC3758 |  | micrometer |  | C76351 | CN FAC | 86#4F-Calibration room | I | 2021-01-12 | 2022-01-11 | SIMT | Closed |  | 数显千分尺
EC3760 |  | FIG.4 |  |  | SH Lab | 86#1F-Tools & machinery test lab | I | 2021-03-19 | 2022-03-18 | SIMT | Closed |  | 泄露电流用模拟阻抗盒（figure4）
EC3762 |  | 供水压力调节系统 | 3DSY-360/3.5 |  | SH Lab | 86#3F-Home appliance test lab | III | 2008-01-18 | — | ES JX | Closed |  | 供水压力调节系统
EC3763 |  | surge tester |  |  | SH Lab | 86#4F-Multimedia test lab | II | 2021-03-24 | 2022-03-23 | ES AW | Closed |  | 浪涌发生器
EC3764 |  | NET |  |  | SH Lab | 86#2F-2F Power distribution room | III | 2008-01-15 | — | ES JH | Closed |  | 焊机输出峰值电压测试盒
EC3765 | 1 | one set of weight in kg |  |  | SH Lab | 85#5F-Gauge room | II | 2021-01-23 | 2022-01-22 | ES AW | Closed |  | 1kg 砝码
EC3765 | 2 | one set of weight in kg |  |  | SH Lab | 85#5F-Gauge room | II | 2021-01-23 | 2022-01-22 | ES AW | Closed |  | 1kg 砝码
EC3765 | 3 | one set of weight in kg |  |  | SH Lab | 85#5F-Gauge room | II | 2021-01-23 | 2022-01-22 | ES AW | Closed |  | 1kg 砝码
EC3766 | 1 | one set of weight in kg |  |  | SH Lab | 85#5F-Gauge room | II | 2021-01-23 | 2022-01-22 | ES AW | Closed |  | 2kg 砝码
EC3766 | 2 | one set of weight in kg |  |  | SH Lab | 85#5F-Gauge room | II | 2021-01-23 | 2022-01-22 | ES AW | Closed |  | 2kg 砝码
EC3766 | 3 | one set of weight in kg |  |  | SH Lab | 85#5F-Gauge room | II | 2021-01-23 | 2022-01-22 | ES AW | Closed |  | 2kg 砝码
EC3771 |  | one set of weight in kg |  |  | SH Lab | 85#5F-Gauge room | II | 2021-01-23 | 2022-01-22 | ES AW | Closed |  | 3kg 砝码
EC3772 |  | one set of weight in kg |  |  | SH Lab | 85#5F-Gauge room | II | 2021-01-23 | 2022-01-22 | ES AW | Closed |  | 6kg 砝码
EC3773 | 1 | one set of weight in Kg |  |  | SH Lab | 85#5F-Gauge room | II | 2021-01-23 | 2022-01-22 | ES AW | Closed |  | 0.5kg 挂码
EC3773 | 2 | one set of weight in Kg |  |  | SH Lab | 85#5F-Gauge room | II | 2021-01-23 | 2022-01-22 | ES AW | Closed |  | 0.5kg 挂码
EC3775 |  | one set of weight in Kg |  |  | SH Lab | 85#5F-ACCE & LUM test lab | II | 2021-01-23 | 2022-01-22 | ES AW | Closed |  | 1kg 挂码
EC3777 | 1 | one set of weight in Kg |  |  | SH Lab | 85#5F-Gauge room | II | 2021-01-23 | 2022-01-22 | ES AW | Closed |  | 2kg 挂码
EC3777 | 2 | one set of weight in Kg |  |  | SH Lab | 85#5F-ACCE & LUM test lab | II | 2021-01-23 | 2022-01-22 | ES AW | Closed |  | 2kg 挂码
EC3779 |  | Alarm Clock |  |  | SH Lab | 86#1F-General test lab | I | 2020-05-20 | 2021-05-19 | JSMI | Closed |  | 闹钟
EC3780 |  | tumbling test device |  |  | SH ACCE | 85#5F-ACCE & LUM test lab | II | 2021-02-13 | 2022-02-12 | ES AW | Closed |  | 滚桶测试装置(for BS 1363 plug or adaptor),
EC3781 |  | snatch test equipment |  |  | SH ACCE | 85#5F-ACCE & LUM test lab | II | 2021-02-21 | 2022-02-20 | ES AW | Closed | ACCE 申请购买的 | 突拉测试装置(BS1363-1不可拆插头用)
EC3781 | 1 | weight |  |  | SH ACCE | 85#5F-ACCE & LUM test lab | II | 2021-02-21 | 2022-02-20 | ES AW | Closed |  | 突拉测试装置(BS1363-1不可拆插头用)
EC3781 | 2 | weight |  |  | SH ACCE | 85#5F-ACCE & LUM test lab | II | 2021-02-21 | 2022-02-20 | ES AW | Closed |  | 突拉测试装置(BS1363-1不可拆插头用)
EC3782 | 1 | test plug for temperature rise of socket |  |  | SH Lab | 85#5F-ACCE & LUM test lab | II | 2021-03-04 | 2022-03-03 | EC JK | Closed |  | BS插座标准温升用测试用插头
EC3782 | 2 | test plug for temperature rise of socket |  |  | SH Lab | 85#5F-ACCE & LUM test lab | II | 2021-03-04 | 2022-03-03 | EC JK | Closed |  | BS插座标准温升用测试用插头
EC3782 | 3 | test plug for temperature rise of socket |  |  | SH Lab | 85#5F-ACCE & LUM test lab | II | 2021-03-04 | 2022-03-03 | EC JK | Closed |  | BS插座标准温升用测试用插头
EC3783 |  | Temperature and humidity recorder |  | 707068 | SH Lab | 86#4F-EMI Shielding room | I | 2021-03-25 | 2022-03-24 | JSMI | Closed | 原EC3325经计量评估后，降级或限制使用, 不能满足要求 | 温湿度仪
EC3784 | 1 | Compression test equipment |  |  | SH Lab | 86#4F-Multimedia test lab | III | 2008-03-03 | — | ES JH | Closed |  | 密封圈压力测试装置
EC3784 | 2 | Compression test equipment |  |  | SH Lab | 86#4F-Multimedia test lab | II | 2021-03-03 | 2022-03-02 | EC JK | Closed |  | 密封圈压力测试装置
EC3784 | 3 | Compression test equipment |  |  | SH Lab | 86#4F-Multimedia test lab | II | 2021-03-03 | 2022-03-02 | EC JK | Closed |  | 密封圈压力测试装置
EC3785 |  | Digital caliper |  | 6090111 | SH Lab | 86#4F-Multimedia test lab | I | 2020-08-19 | 2021-08-18 | JSMI | Closed |  | 数显游标卡尺
EC3789 | 1 | rigid metal pin |  |  | SH Lab | 85#5F-Gauge room | II | 2021-02-24 | 2022-02-23 | ES AW | Closed |  | 硬金属针
EC3789 | 2 | rigid metal pin |  |  | SH Lab | 85#5F-Gauge room | II | 2021-02-24 | 2022-02-23 | ES AW | Closed |  | 硬金属针
EC3789 | 3 | rigid metal pin |  |  | SH Lab | 85#5F-Gauge room | II | 2021-02-24 | 2022-02-23 | ES AW | Closed |  | 硬金属针
EC3790 |  | oscilloscope |  | C020166 | SH Lab | 85#5F-ACCE & LUM test lab | I | 2020-05-15 | 2021-05-14 | JSMI | Closed | 配PC通讯套件 | 示波器
EC3792 | 1 | box |  |  | SH Lab | 85#5F-Gauge room | III | 2008-02-21 | — | ES JH | Closed |  | 木盒子
EC3792 | 10 | box |  |  | SH Lab | 85#5F-Gauge room | III | 2008-02-21 | — | ES JH | Closed |  | 木盒子
EC3792 | 11 | box |  |  | SH Lab | 85#5F-Gauge room | III | 2008-02-21 | — | ES JH | Closed |  | 挖孔小木盒
EC3792 | 12 | box |  |  | SH Lab | 85#5F-Gauge room | III | 2008-02-21 | — | ES JH | Closed |  | 挖孔小木盒
EC3792 | 13 | box |  |  | SH Lab | 85#5F-Gauge room | III | 2008-02-21 | — | ES JH | Closed |  | 未油漆的木盒
EC3792 | 14 | box |  |  | SH Lab | 85#5F-Gauge room | III | 2008-02-21 | — | ES JH | Closed |  | 未油漆的木盒
EC3792 | 15 | box |  |  | SH Lab | 85#5F-Gauge room | III | 2009-01-05 | — | ES LWF | Closed |  | 铁盒
EC3792 | 16 | box |  |  | SH Lab | 85#5F-Gauge room | III | 2009-01-05 | — | ES LWF | Closed |  | 铁盒
EC3792 | 2 | box |  |  | SH Lab | 85#5F-Gauge room | III | 2008-02-21 | — | ES JH | Closed |  | 木盒子
EC3792 | 3 | box |  |  | SH Lab | 85#5F-Gauge room | III | 2008-02-21 | — | ES JH | Closed |  | 木盒子
EC3792 | 4 | box |  |  | SH Lab | 85#5F-Gauge room | III | 2008-02-21 | — | ES JH | Closed |  | 木盒子
EC3792 | 5 | box |  |  | SH Lab | 85#5F-Gauge room | III | 2008-02-21 | — | ES JH | Closed |  | 木盒子
EC3792 | 6 | box |  |  | SH Lab | 85#5F-Gauge room | III | 2008-02-21 | — | ES JH | Closed |  | 木盒子
EC3792 | 7 | box |  |  | SH Lab | 85#5F-Gauge room | III | 2008-02-21 | — | ES JH | Closed |  | 木盒子
EC3792 | 8 | box |  |  | SH Lab | 85#5F-Gauge room | III | 2008-02-21 | — | ES JH | Closed |  | 木盒子
EC3792 | 9 | box |  |  | SH Lab | 85#5F-Gauge room | III | 2008-02-21 | — | ES JH | Closed |  | 木盒子
EC3793 |  | Scratch tester for insulation layer |  |  | SH Lab | 86#3F-Home appliance test lab | II | 2020-12-18 | 2021-12-17 | EC JZ | Closed | Transfer from HZ (EH1468) | 涂层耐划痕试验机
EC3794 |  | current transformer | 110 | 123171 | SH Lab | 85#5F-Gauge room | I | 2020-06-17 | 2022-06-16 | XMMI | Closed |  | 电流互感器
EC3797 | 1 | 辅助测试设备 |  |  | SH Lab | 86#2F-Power supply test lab | III | 2008-03-05 | — | ES LWF | Closed |  | 辅助测试设备
EC3797 | 2 | 辅助测试设备 |  |  | SH Lab | 86#2F-Power supply test lab | III | 2008-03-05 | — | ES LWF | Closed |  | 辅助测试设备
EC3797 | 3 | 辅助测试设备 |  |  | SH Lab | 86#2F-Power supply test lab | III | 2008-03-05 | — | ES LWF | Closed |  | 辅助测试设备
EC3797 | 4 | 辅助测试设备 |  |  | SH Lab | 86#2F-2F Power distribution room | III | 2008-03-05 | — | ES JH | Closed |  | 辅助测试设备
EC3797 | 5 | 辅助测试设备 |  |  | SH Lab | 86#2F-Power supply test lab | III | 2008-03-05 | — | ES LWF | Closed |  | 辅助测试设备
EC3799 |  | pressure meter |  | 07-11-Z1675 | SH Lab | 86#1F-Tools & machinery test lab | I | 2018-12-28 | 2019-12-27 | JSMI | Calibrating |  | 磁助电接点压力表
EC3800 |  | Reactance |  |  | SH Lab | 86#1F-General test lab | III | 2008-03-04 | — | ES JH | Closed |  | 电抗器2-800mH可调(可并联在500V50HZ电源上)
EC3801 | 1 | variable transformer with insulation transformer |  |  | SH Lab | 51#7F-CM test lab | III | 2008-03-21 | — | ES JH | Closed |  | 调压器带隔离变压器
EC3801 | 2 | variable transformer with insulation transformer |  |  | SH Lab | 51#7F-CM test lab | III | 2008-03-21 | — | ES JH | Closed |  | 调压器带隔离变压器
EC3802 |  | Static loading |  |  | SH Lab | 86#3F-Heating & motor test lab | II | 2020-06-02 | 2021-06-01 | EC JK | Closed |  | Static loading
EC3802 | 1 | Static loading | L=100,G=17KG |  | SH Lab | 86#3F-Heating & motor test lab | II | 2020-06-02 | 2021-06-01 | EC JK | Closed |  | Static loading
EC3804 |  | AC digital power meter | 8770A | 870710288 | SH Lab | 86#4F-Multimedia test lab | II | 2021-03-21 | 2022-03-20 | EC JK | Closed |  | 交直流数字功率表
EC3805 |  | Truncated cone |  |  | SH Lab | 86#3F-Home appliance test lab | II | 2021-03-26 | 2022-03-25 | EC JK | Closed | Material: stainless steel | 截形圆锥体
EC3806 |  | test pin |  |  | SH Lab | 86#2F-Construction test lab(Ⅰ) | III | 2008-03-04 | — | SIMT | Closed |  | 触指
EC3807 |  | test piece |  |  | SH Lab | 85#5F-ACCE & LUM test lab | III | 2008-03-05 | — | ES LWF | Closed |  | 测试片
EC3808 |  | konica minolta-Digital Luxmeter | T-10 | 33721027 / 52711044 | SH Lab | 51#7F-LUM test lab | I | 2020-04-28 | 2021-04-27 | JSMI | Calibrating | 参照附件说明 | 美能达T-10照度计
EC3809 |  | nominal non-inductive resistance | 2000 ohm |  | SH Lab | 86#3F-Cooking & HVAC test lab | III | 2008-04-03 | — | ES JH | Closed |  | 无感电阻
EC3810 |  | Electrical Iron test use table |  |  | SH Lab | 51#7F-PPT test lab | III | 2008-04-07 | — | ES JH | Closed |  | 电熨斗测试台架
EC3810 | 1 | Electrical Iron soleplate temperature test fixture |  |  | SH Lab | 51#7F-PPT test lab | III | 2008-04-07 | — | ES JH | Closed |  | 电熨斗底盘温度测试装置
EC3810 | 2 | Electrical Iron soleplate temperature test fixture |  |  | SH Lab | 51#7F-PPT test lab | III | 2008-04-07 | — | ES JH | Closed |  | 电熨斗底盘温度测试装置
EC3810 | 3 | Electrical Iron soleplate temperature test fixture |  |  | SH Lab | 51#7F-PPT test lab | III | 2008-04-07 | — | ES JH | Closed |  | 电熨斗底盘温度测试装置
EC3810 | 4 | Electrical Iron soleplate temperature test fixture |  |  | SH Lab | 51#7F-PPT test lab | III | 2008-04-07 | — | ES JH | Closed |  | 电熨斗底盘温度测试装置
EC3810 | 5 | Electrical Iron soleplate temperature test fixture |  |  | SH Lab | 51#7F-PPT test lab | III | 2008-04-07 | — | ES JH | Closed |  | 电熨斗底盘温度测试装置
EC3810 | 6 | Electrical Iron soleplate temperature test fixture |  |  | SH Lab | 51#7F-PPT test lab | III | 2008-04-08 | — | ES JH | Closed |  | 电熨斗底盘温度测试装置
EC3810 | 7 | Electrical Iron soleplate temperature test fixture |  |  | SH Lab | 51#7F-PPT test lab | III | 2008-04-07 | — | ES JH | Closed |  | 电熨斗底盘温度测试装置
EC3810 | 8 | Electrical Iron soleplate temperature test fixture |  |  | SH Lab | 51#7F-PPT test lab | III | 2008-04-07 | — | ES JH | Closed |  | 电熨斗底盘温度测试装置
EC3811 |  | Oscilloscope | TDS3012B | C011506 | SH Lab | 86#4F-Multimedia test lab | I | 2020-05-15 | 2021-05-14 | JSMI | Closed |  | 示波器
EC3811 | 1 | Voltage probe | P5100 |  | SH Lab | 86#4F-Multimedia test lab | III | 2008-04-08 | — | ES JH | Closed |  | 电压探头
EC3813 |  | test probe |  |  | SH Lab | 86#3F-Heating & motor test lab | II | 2021-04-09 | 2022-04-08 | ES AW | Closed | 长度约为：100 mm | 试验棒
EC3814 |  | Pan and lid |  |  | SH Lab | 86#3F-Construction test lab (Ⅱ) | II | 2021-04-25 | 2022-04-24 | ES AW | Closed | height: 100mm;Diameter:200mm;material:Aluminum | Pans and lid
EC3817 | 1 | Steel Disk |  |  | SH Lab | 86#3F-Construction test lab (Ⅱ) | III | 2009-04-17 | — | ES LWF | Closed | Material: low carbon steel | Steel Disk
EC3817 | 2 | Steel Disk |  |  | SH Lab | 86#3F-Construction test lab (Ⅱ) | III | 2009-04-17 | — | ES LWF | Closed | Material: low carbon steel | Steel Disk
EC3817 | 3 | Steel Disk |  |  | SH Lab | 86#3F-Construction test lab (Ⅱ) | III | 2009-04-17 | — | ES LWF | Closed | Material: low carbon steel | Steel Disk
EC3817 | 4 | Steel Disk |  |  | SH Lab | 86#3F-Construction test lab (Ⅱ) | III | 2009-04-17 | — | ES LWF | Closed | Material: low carbon steel | Steel Disk
EC3818 | 1 | Testing Frame |  |  | SH Lab | 86#2F-Construction test lab(Ⅰ) | III | 2008-06-03 | — | ES LWF | Closed | 具体尺寸见图纸 | 测试支架
EC3818 | 2 | Testing Frame |  |  | SH Lab | 86#2F-Construction test lab(Ⅰ) | III | 2009-06-03 | — | ES LWF | Closed | 具体尺寸见图纸 | 测试支架
EC3818 | 3 | Testing Frame |  |  | SH Lab | 86#2F-Construction test lab(Ⅰ) | III | 2008-06-03 | — | ES LWF | Closed | 具体尺寸见图纸 | 测试支架
EC3818 | 4 | Testing Frame |  |  | SH Lab | 86#2F-Construction test lab(Ⅰ) | III | 2008-06-03 | — | ES LWF | Closed | 具体尺寸见图纸 | 测试支架
EC3818 | 5 | Testing Frame |  |  | SH Lab | 86#2F-Construction test lab(Ⅰ) | III | 2008-06-03 | — | ES LWF | Closed | 具体尺寸见图纸 | 测试支架
EC3818 | 6 | Testing Frame |  |  | SH Lab | 86#2F-Construction test lab(Ⅰ) | III | 2008-06-03 | — | ES LWF | Closed | 具体尺寸见图纸 | 测试支架
EC3822 |  | Digital power meter | WT210 | 91H425276 | SH Lab | 51#7F-LUM test lab | I | 2020-07-14 | 2021-07-13 | JSMI | Closed | Model No:WT210 WTViewer Version 5.01 | 数字功率表
EC3823 |  | Surface roughness | 组合式 | 408 | CN FAC | 86#4F-Calibration room | I | 2020-04-30 | 2021-04-29 | SIMT | Calibrating |  | 表面粗糙度比较样板
EC3826 |  | Test probe |  |  | SH Lab | 86#3F-Construction test lab (Ⅱ) | II | 2020-05-12 | 2021-05-11 | EC JZ | Closed | Test probe 18 of IEC 61032 | Test probe
EC3828 |  | isolating transformer with Variable Transformer | 定制 |  | SH Lab | 86#4F-Multimedia test lab | III | 2008-05-15 | — | ES JH | Closed | 隔离变压器或者调压器其中一个为升压变压器 | 隔离变压器带调压器
EC3830 | 1 | Gauge |  |  | SH Lab | 85#5F-Gauge room | II | 2020-05-28 | 2021-05-27 | ES AW | Closed |  | 通规fig.101
EC3830 | 2 | Gauge |  |  | SH Lab | 85#5F-Gauge room | II | 2020-05-28 | 2021-05-27 | ES AW | Closed |  | 通规fig.101
EC3831 | 1 | Gauge |  |  | SH Lab | 85#5F-Gauge room | II | 2020-05-28 | 2021-05-27 | EC JZ | Closed |  | 量规fig102
EC3831 | 2 | Gauge |  |  | SH Lab | 85#5F-Gauge room | II | 2020-05-28 | 2021-05-27 | EC JZ | Closed |  | 量规fig102
EC3831 | 3 | Gauge |  |  | SH Lab | 85#5F-Gauge room | II | 2020-05-28 | 2021-05-27 | EC JZ | Closed |  | 量规fig102
EC3831 | 4 | Gauge |  |  | SH Lab | 85#5F-Gauge room | II | 2020-05-28 | 2021-05-27 | EC JZ | Closed |  | 量规fig102
EC3832 | 1 | Gauge |  |  | SH Lab | 85#5F-Gauge room | II | 2020-05-28 | 2021-05-27 | EC JZ | Closed |  | 量规fig104
EC3832 | 2 | Gauge |  |  | SH Lab | 85#5F-Gauge room | II | 2020-05-28 | 2021-05-27 | EC JZ | Closed |  | 量规fig104
EC3834 | 1 | Gauge |  |  | SH Lab | 85#5F-Gauge room | II | 2020-05-28 | 2021-05-27 | EC JZ | Closed |  | 量规fig107
EC3834 | 2 | Gauge |  |  | SH Lab | 85#5F-Gauge room | II | 2020-05-28 | 2021-05-27 | EC JZ | Closed |  | 量规fig107
EC3835 | 1 | Gauge |  |  | SH Lab | 85#5F-Gauge room | II | 2020-05-28 | 2021-05-27 | EC JZ | Closed |  | 量规fig.108
EC3835 | 2 | Gauge |  |  | SH Lab | 85#5F-Gauge room | II | 2020-05-28 | 2021-05-27 | EC JZ | Closed |  | 量规fig.108
EC3835 | 3 | Gauge |  |  | SH Lab | 85#5F-Gauge room | II | 2020-05-28 | 2021-05-27 | EC JZ | Closed |  | 量规fig.108
EC3835 | 4 | Gauge |  |  | SH Lab | 85#5F-Gauge room | II | 2020-05-28 | 2021-05-27 | EC JZ | Closed |  | 量规fig.108
EC3836 | 1 | Gauge |  |  | SH Lab | 85#5F-Gauge room | II | 2020-05-28 | 2021-05-27 | EC JZ | Closed |  | 量规fig.109
EC3836 | 2 | Gauge |  |  | SH Lab | 85#5F-Gauge room | II | 2020-05-28 | 2021-05-27 | EC JZ | Closed |  | 量规fig.109
EC3838 |  | Gauge |  |  | SH Lab | 85#5F-Gauge room | II | 2020-05-28 | 2021-05-27 | EC JZ | Closed |  | 量规fig.110
EC3839 |  | Gauge |  |  | SH Lab | 85#5F-Gauge room | II | 2020-05-28 | 2021-05-27 | EC JZ | Closed |  | 量规fig.111
EC3840 |  | Gauge |  |  | SH Lab | 85#5F-Gauge room | II | 2020-05-28 | 2021-05-27 | EC JZ | Closed |  | 量规fig.112
EC3841 |  | Gauge |  |  | SH Lab | 85#5F-Gauge room | II | 2020-05-28 | 2021-05-27 | EC JZ | Closed |  | 量规fig.113
EC3842 | 1 | Gauge |  |  | SH Lab | 85#5F-ACCE & LUM test lab | II | 2020-05-28 | 2021-05-27 | ES AW | Closed |  | 量规fig.13
EC3842 | 10 | Gauge |  |  | SH Lab | 85#5F-ACCE & LUM test lab | II | 2020-05-28 | 2021-05-27 | ES AW | Closed |  | 量规fig.13
EC3842 | 2 | Gauge |  |  | SH Lab | 85#5F-ACCE & LUM test lab | II | 2020-05-28 | 2021-05-27 | ES AW | Closed |  | 量规fig.13
EC3842 | 3 | Gauge |  |  | SH Lab | 85#5F-ACCE & LUM test lab | II | 2020-05-28 | 2021-05-27 | ES AW | Closed |  | 量规fig.13
EC3842 | 4 | Gauge |  |  | SH Lab | 85#5F-ACCE & LUM test lab | II | 2020-05-28 | 2021-05-27 | ES AW | Closed |  | 量规fig.13
EC3842 | 5 | Gauge |  |  | SH Lab | 85#5F-ACCE & LUM test lab | II | 2020-05-28 | 2021-05-27 | ES AW | Closed |  | 量规fig.13
EC3842 | 6 | Gauge |  |  | SH Lab | 85#5F-ACCE & LUM test lab | II | 2020-05-28 | 2021-05-27 | ES AW | Closed |  | 量规fig.13
EC3842 | 7 | Gauge |  |  | SH Lab | 85#5F-ACCE & LUM test lab | II | 2020-05-28 | 2021-05-27 | ES AW | Closed |  | 量规fig.13
EC3842 | 8 | Gauge |  |  | SH Lab | 85#5F-ACCE & LUM test lab | II | 2020-05-28 | 2021-05-27 | ES AW | Closed |  | 量规fig.13
EC3842 | 9 | Gauge |  |  | SH Lab | 85#5F-ACCE & LUM test lab | II | 2020-05-28 | 2021-05-27 | ES AW | Closed |  | 量规fig.13
EC3844 |  | Programmable AC source | 6430 | 643000000762 | SH Lab | 51#7F-LUM test lab | I | 2020-07-10 | 2021-07-09 | SQI | Closed | Model No:6430 | 可编程交流电源
EC3845 |  | contact pressure resistance |  |  | SH Lab | 86#2F-Power supply test lab | II | 2020-06-06 | 2021-06-05 | EC JK | Closed |  | contact pressure resistance
EC3848 |  | DC high voltage tester | ZHZ8-8kV-20mA | 191 | SH Lab | 85#5F-ACCE & LUM test lab | I | 2020-09-09 | 2021-09-08 | JSMI | Closed |  | 耐电压测试装置
EC3850 |  | Graphic card (with display port interface) | 9600GT |  | SH Lab | 86#2F-TCO test lab | III | 2008-05-29 | — | ES JH | Closed |  | 显卡(带display port 接口)
EC3853 |  | Drop test wooden floor |  |  | SH Lab | 86#3F-Construction test lab (Ⅱ) | III | 2008-09-08 | — | ES LWF | Closed |  | Drop test wooden floor
EC3853 | 1 | Steel Ruler |  |  | SH Lab | 86#3F-Home appliance test lab | III | 2015-01-21 | — | SIMT | Closed | 2015.06.22 | 刚直尺
EC3855 |  | Digital power meter | WT210 760401 -H/HRM | 91H534666 | SH Lab | 85#5F-ACCE & LUM test lab | I | 2020-06-11 | 2021-06-10 | JSMI | Closed | Model No:WT210, 需要总谐波失真测量模块 WTViewer Version 5.01 | 数字功率表
EC3859 | 1 | Steel Disk |  |  | SH Lab | 86#3F-Construction test lab (Ⅱ) | III | 2008-06-18 | — | ES LWF | Closed | Material: low carbon steel | Steel Disk
EC3859 | 2 | Steel Disk |  |  | SH Lab | 86#3F-Construction test lab (Ⅱ) | III | 2008-06-18 | — | ES LWF | Closed | Material: low carbon steel | Steel Disk
EC3859 | 3 | Steel Disk |  |  | SH Lab | 86#3F-Construction test lab (Ⅱ) | III | 2009-06-18 | — |  | Closed | Material: low carbon steel | Steel Disk
EC3860 |  | Sheet steel |  |  | SH Lab | 86#3F-Home appliance test lab | III | 2008-06-18 | — | ES LWF | Closed |  | Sheet steel
EC3861 |  | cylindrical bowl |  |  | SH Lab | 86#3F-Home appliance test lab | III | 2008-06-18 | — | ES LWF | Closed | 材料：不锈钢 | 搅拌机容器
EC3863 |  | 压力供水系统的容器 |  |  | SH Lab | 86#3F-Home appliance test lab | III | 2008-06-16 | — | ES JH | Closed |  | 压力供水系统的容器
EC3865 |  | Gloss meter (60 degree) | JFL-B60 | 80525 | SH Lab | 86#2F-TCO test lab | I | 2020-08-20 | 2021-08-19 | JSMI | Closed |  | 光泽度度计
EC3870 | 1 | gauge of BS 546 |  |  | SH Lab | 85#5F-Gauge room | II | 2020-08-16 | 2021-08-15 | ES AW | Closed |  | 拔出力规
EC3870 | 10 | gauge of BS 546 |  |  | SH Lab | 85#5F-Gauge room | II | 2020-11-18 | 2021-11-17 | EC JZ | Closed |  | fig3 通规
EC3870 | 11 | gauge of BS 546 |  |  | SH Lab | 85#5F-Gauge room | II | 2020-11-18 | 2021-11-17 | EC JZ | Closed |  | fig3 通规
EC3870 | 12 | gauge of BS 546 |  |  | SH Lab | 85#5F-Gauge room | II | 2020-11-18 | 2021-11-17 | EC JZ | Closed |  | fig3 通规
EC3870 | 13 | gauge of BS 546 |  |  | SH Lab | 85#5F-Gauge room | II | 2020-11-18 | 2021-11-17 | EC JZ | Closed |  | fig3 通规
EC3870 | 14 | gauge of BS 546 |  |  | SH Lab | 85#5F-Gauge room | II | 2020-11-18 | 2021-11-17 | EC JZ | Closed |  | fig4 通规
EC3870 | 15 | gauge of BS 546 |  |  | SH Lab | 85#5F-Gauge room | II | 2020-11-18 | 2021-11-17 | EC JZ | Closed |  | fig4 通规
EC3870 | 16 | gauge of BS 546 |  |  | SH Lab | 85#5F-Gauge room | II | 2020-11-18 | 2021-11-17 | EC JZ | Closed |  | fig4 通规
EC3870 | 17 | gauge of BS 546 |  |  | SH Lab | 85#5F-Gauge room | II | 2020-11-18 | 2021-11-17 | EC JZ | Closed |  | fig4 通规
EC3870 | 18 | gauge of BS 546 |  |  | SH Lab | 85#5F-Gauge room | II | 2020-11-18 | 2021-11-17 | EC JZ | Closed |  | fig5 通规
EC3870 | 19 | gauge of BS 546 |  |  | SH Lab | 85#5F-Gauge room | II | 2020-11-18 | 2021-11-17 | EC JZ | Closed |  | fig5 通规
EC3870 | 2 | gauge of BS 546 |  |  | SH Lab | 85#5F-Gauge room | II | 2020-08-16 | 2021-08-15 | ES AW | Closed |  | 拔出力规
EC3870 | 20 | gauge of BS 546 |  |  | SH Lab | 85#5F-Gauge room | II | 2020-11-18 | 2021-11-17 | EC JZ | Closed |  | fig5 通规
EC3870 | 21 | gauge of BS 546 |  |  | SH Lab | 85#5F-Gauge room | II | 2020-11-18 | 2021-11-17 | EC JZ | Closed |  | fig5 通规
EC3870 | 3 | gauge of BS 546 |  |  | SH Lab | 85#5F-Gauge room | II | 2020-08-16 | 2021-08-15 | ES AW | Closed |  | 拔出力规
EC3870 | 4 | gauge of BS 546 |  |  | SH Lab | 85#5F-Gauge room | II | 2020-08-16 | 2021-08-15 | ES AW | Closed |  | 拔出力规
EC3870 | 5 | gauge of BS 546 |  |  | SH Lab | 85#5F-Gauge room | II | 2020-08-16 | 2021-08-15 | ES AW | Closed |  | 拔出力规
EC3870 | 6 | gauge of BS 546 |  |  | SH Lab | 85#5F-Gauge room | II | 2020-08-16 | 2021-08-15 | ES AW | Closed |  | 拔出力规
EC3870 | 7 | gauge of BS 546 |  |  | SH Lab | 85#5F-Gauge room | II | 2020-08-16 | 2021-08-15 | ES AW | Closed |  | 拔出力规
EC3870 | 8 | gauge of BS 546 |  |  | SH Lab | 85#5F-Gauge room | II | 2020-08-16 | 2021-08-15 | ES AW | Closed |  | 拔出力规
EC3875 |  | Fgure7 |  |  | SH Lab | 86#2F-Power supply test lab | II | 2020-07-07 | 2021-07-06 | EC JZ | Closed |  | 电池标准量规
EC3881 |  | infrared thermometer | 62 mini | 8010308 | SH Lab | 86#1F-Tools & machinery test lab | I | 2020-09-02 | 2021-09-01 | SIMT | Closed |  | 红外线温度仪
EC3889 |  | Pressure sensor with display |  | 80602 | SH Lab | 86#1F-Tools & machinery test lab | I | 2020-07-24 | 2021-07-23 | SIMT | Closed | 配备三通管 | 压力传感器
EC3893 |  | Vessel |  |  | SH Lab | 86#3F-Construction test lab (Ⅱ) | II | 2020-08-10 | 2021-08-09 | ES AW | Closed | d=230 mm. | Vessel
EC3901 |  | wooden studs |  |  | SH Lab | 86#4F-Multimedia test lab | III | 2008-08-08 | — | ES LWF | Closed | 各2个 | 硬木块
EC3902 |  | wooden studs |  |  | SH Lab | 86#4F-Multimedia test lab | III | 2008-08-08 | — | ES LWF | Closed | 各2个 | 硬木块
EC3903 |  | strap |  |  | SH Lab | 86#4F-Multimedia test lab | III | 2008-08-08 | — | ES LWF | Closed | 结实的皮带 | 皮带
EC3904 |  | Testing Corner |  |  | SH Lab | 85#5F-ACCE & LUM test lab | III | 2008-08-08 | — | ES LWF | Closed |  | 测试角
EC3905 |  | Testing Corner |  |  | SH Lab | 85#5F-ACCE & LUM test lab | III | 2008-08-08 | — | ES LWF | Closed |  | 测试角
EC3907 |  | Defibrillation tester |  |  | SH Lab | 51#7F-CM test lab | III | 2008-08-19 | — | ES JH | Closed |  | 防除颤测试仪
EC3908 |  | 深油炸锅工作台面 |  |  | SH Lab | 86#3F-Cooking & HVAC test lab | III | 2008-08-18 | — | ES JH | Closed | 尺寸大小：1米×0.5米 | 深油炸锅工作台面
EC3909 |  | level meter |  |  | SH Lab | 51#7F-PPT test lab | I | 2020-08-27 | 2021-08-26 | JSMI | Closed |  | 水平角度仪
EC3910 |  | Integrating sphere |  |  | SH Lab | 86#2F-TCO test lab | I | 2020-08-27 | 2022-08-26 | NIM | Closed |  | 积分球
EC3918 |  | Mask |  |  | SH Lab | 51#7F-CM test lab | III | 2008-08-25 | — | ES JH | Closed |  | 遮光板
EC3918 | 1 | Mask |  |  | SH Lab | 51#7F-CM test lab | III | 2008-08-25 | — | ES JH | Closed |  | 遮光板
EC3918 | 2 | Mask |  |  | SH Lab | 86#4F-Multimedia test lab | III | 2008-08-25 | — | ES JH | Closed |  | 遮光板
EC3919 | 2 | Mask |  |  | SH Lab | 51#7F-CM test lab | III | 2008-08-25 | — | ES JH | Closed |  | 遮光板
EC3921 |  | Vessel |  |  | SH Lab | 86#3F-Construction test lab (Ⅱ) | II | 2020-08-28 | 2021-08-27 | ES AW | Closed | Material: Copper; | Vessel
EC3922 |  | ac high voltage tester with insulation tester | AN9636H | 89607133 | SH Lab | 86#4F-Multimedia test lab | I | 2020-06-09 | 2021-06-08 | JSMI | Closed |  | 耐压,绝缘电阻仪一体机
EC3924 |  | chain saw kickback equipment |  |  | SH Lab | 86#1F-Tools & machinery test lab | II | 2020-08-15 | 2021-08-14 | EC JK | Closed |  | 链锯反踢设备
EC3929 |  | mechanical shock test apparatus ( figure 8 cl. 9.13.1 of IEC60898) |  |  | SH Lab | 85#5F-ACCE & LUM test lab | II | 2020-09-02 | 2021-09-01 | EC JK | Closed |  | 机械冲击装置(figure 8)
EC3930 |  | Portable vacuum cleaner test Apparatus |  |  | SH Lab | Haining test lab | II | 2020-11-17 | 2021-11-16 | ES AW | Closed |  | 手扶式吸尘器测试设备
EC3932 |  | Digital Caliper | 0-200mm | 8041542 | SH Lab | 86#3F-Construction test lab (Ⅱ) | I | 2021-03-11 | 2022-03-10 | JSMI | Closed | For the HA Trip | 数字式游标卡尺
EC3933 |  | Tapeline | HiLock-16 |  | SH Lab | 86#3F-Construction test lab (Ⅱ) | III | 2014-09-16 | — | SQI | Closed | For the HA Trip | 卷尺
EC3935 |  | Vernier Calipers | 0-200mm | 8041363 | SH Lab | 85#5F-ACCE & LUM test lab | I | 2020-06-19 | 2021-06-18 | JSMI | Closed |  | 游标卡尺
EC3936 |  | Vernier Calipers | 0-200mm | 8061765 | SH Lab | 85#5F-ACCE & LUM test lab | I | 2020-08-19 | 2021-08-18 | JSMI | Closed |  | 游标卡尺
EC3939 |  | Vernier Calipers | 0-200mm | 8060968 | SH Lab | 85#5F-ACCE & LUM test lab | I | 2020-11-12 | 2021-11-11 | JSMI | Closed |  | 游标卡尺
EC3953 |  | Voltage adjustable box | 5kv |  | SH Lab | 86#3F-Training equipment test lab | III | 2008-09-09 | — | ES JH | Closed |  | 电压调整箱
EC3960 |  | Push-pull scale | FB-20K | 240421 | SH Lab | 86#3F-Construction test lab (Ⅱ) | I | 2020-09-08 | 2021-09-07 | JSMI | Closed |  | 推拉力计
EC3961 |  | Digital power meter | WT210 | 91H928912 | CN FAC | 86#4F-Calibration room | I | 2020-07-08 | 2021-07-07 | JSMI | Closed | 带失真模块,带电脑连接口 WTViewer Version 5.01 | 数字功率表
EC3965 |  | LCD Monitor | S1701S |  | SH Lab | 86#2F-TCO test lab | III | 2008-09-23 | — | ES JH | Closed |  | 液晶显示器(对比测试备用件)
EC3967 |  | 液晶显示器, 信号转接头(附件部分) | S1701N |  | SH Lab | 86#2F-TCO test lab | III | 2008-09-25 | — | ES JH | Closed |  | LCD Monitor
EC3968 |  | 50 MM Diameter Steel Ball |  |  | SH Lab | 86#3F-Home appliance test lab | II | 2020-09-28 | 2021-09-27 | ES AW | Closed | For the HA Trip | 50毫米钢球
EC3969 |  | Probe for impeller of portable appliances |  |  | SH Lab | 86#3F-Construction test lab (Ⅱ) | II | 2020-09-28 | 2021-09-27 | ES AW | Closed | For the HA Trip | 试验指
EC3970 |  | Test Probe |  |  | SH Lab | 86#3F-Construction test lab (Ⅱ) | II | 2020-09-28 | 2021-09-27 | ES AW | Closed | For the HA Trip | 试验指
EC3971 |  | Test Probe |  |  | SH Lab | 86#3F-Construction test lab (Ⅱ) | II | 2020-09-28 | 2021-09-27 | ES AW | Closed | For the HA Trip | 试验指
EC3973 |  | Accessibility Probe |  |  | SH Lab | 86#3F-Construction test lab (Ⅱ) | II | 2020-09-28 | 2021-09-27 | ES AW | Closed | For the HA Trip | 试验指
EC3974 |  | Comb Generator | CG-515 | 291164 | SH Lab | 86#6F-SAC-Semi anechoic chamber test lab | I | 2021-01-28 | 2022-01-27 | CEPREI | Closed |  | 梳状源
EC3976 |  | Water Phantom |  |  | SH Lab | 51#7F-CM test lab | III | 2008-10-08 | — | ES JH | Closed |  | 水膜
EC3979 |  | 20*20cm test surface |  |  | SH Lab | 51#7F-CM test lab | III | 2008-09-14 | — | ES JH | Closed |  | 20*20cm 测试板
EC3980 |  | 0.1m2 test surface |  |  | SH Lab | 51#7F-CM test lab | III | 2008-09-14 | — | ES LWF | Closed |  | 0.1平米 测试板
EC3981 |  | threshold |  |  | SH Lab | 51#7F-CM test lab | III | 2008-09-14 | — | ES LWF | Closed |  | 门槛
EC3982 |  | AC ground resistance tester | 7314 | 1360409 | SH Lab | 51#7F-PPT test lab | I | 2021-03-15 | 2022-03-14 | JSMI | Closed | EXTECH(华仪) 7314 | 交流接地电阻测试仪
EC3983 |  | Vernier goniometer | 0-360游标万能角度尺 | 4-8020299 | CN FAC | 86#4F-Calibration room | I | 2020-10-19 | 2021-10-18 | JSMI | Closed |  | 游标万能角度尺
EC3986 |  | Digital Caliper | 0-200mm | 8080894 | SH Lab | 85#5F-ACCE & LUM test lab | I | 2020-11-12 | 2021-11-11 | JSMI | Closed |  | 电子数显卡尺
EC3990 |  | Digital Caliper | 0-200mm | 8080863 | SH Lab | 85#5F-ACCE & LUM test lab | I | 2020-11-12 | 2021-11-11 | JSMI | Closed |  | 电子数显卡尺
EC3992 |  | French gauges |  |  | SH Lab | 85#5F-Gauge room | II | 2021-01-20 | 2022-01-19 | EC JK | Closed |  | 法式量规
EC3993 |  | French gauges |  |  | SH Lab | 85#5F-Gauge room | II | 2021-01-20 | 2022-01-19 | EC JK | Closed |  | 法式量规
EC3994 |  | French gauges |  |  | SH Lab | 85#5F-Gauge room | II | 2021-01-20 | 2022-01-19 | EC JK | Closed |  | 法式量规
EC3995 |  | French gauges |  |  | SH Lab | 85#5F-Gauge room | II | 2021-01-20 | 2022-01-19 | EC JK | Closed |  | 法式量规
EC4008 |  | Data acquisition/switch unit | 34970A | MY44039380 | SH Lab | 86#3F-Construction test lab (Ⅱ) | II | 2020-10-28 | 2021-10-27 | ES AW | Closed | Agilent BenchLink Data Logger 3版本4.2.00 | 数据采集仪
EC4008 | 1 | Module for data acquisition/switch unit | 34901A | MY41094446 | SH Lab | 86#3F-Construction test lab (Ⅱ) | III | 2008-10-30 | — | ES JH | Closed |  | 数据采集仪模块
EC4008 | 2 | Module for data acquisition/switch unit | 34901A | MY41094450 | SH Lab | 86#3F-Construction test lab (Ⅱ) | III | 2008-10-30 | — | ES JH | Closed |  | 数据采集仪模块
EC4009 |  | Multimeter | F289 | 97470029 | SH Lab | 86#3F-Home appliance test lab | II | 2020-11-03 | 2021-11-02 | EC JZ | Closed |  | 数字式万用表
EC4013 |  | trasformer | 5KVA sp |  | SH Lab | 51#7F-PPT test lab | III | 2008-10-30 | — | ES JH | Closed |  | 调压器
EC4016 |  | Digital Scale | UX2200h | D446610715 | CN FAC | 86#4F-Calibration room | I | 2020-11-10 | 2021-11-09 | JSMI | Closed |  | 电子秤
EC4019 |  | stopwatch | J9-2II | 807 | SH Lab | 51#7F-PPT test lab | I | 2020-11-04 | 2021-11-03 | JSMI | Closed | measure 1min 1h 24h | 秒表
EC4024 |  | AC/DC Electrical parameters measuring instrument | 8716C | 870712174 | SH Lab | 51#7F-PPT test lab | II | 2020-10-28 | 2021-10-27 | EC JK | Closed | 青智QingZhi 8716C | 交直数字电参数仪
EC4027 |  | Audio Analyser | UP300 | 100155 | SH Lab | 86#4F-EMC test lab | I | 2020-09-25 | 2021-09-24 | SQI | Closed | Weighting filters: A weighting, C message, CCITT, CCIR unweighted, CCIR 1k weighted, CCIR 2k weighted, deemphasis 50/15, 50, 75, J.17, IEC/IEEE tuner) | 音频分析仪
EC4029 |  | Power Analyzer | 43B | DM9570020 | SH Lab | 85#5F-ACCE & LUM test lab | I | 2021-03-10 | 2022-03-09 | SIMT | Closed |  | 功率分析仪
EC4035 |  | Multimeter | F287 | 97270215 | SH Lab | 86#4F-Multimedia test lab | II | 2020-12-05 | 2021-12-04 | EC JZ | Closed |  | 万用表
EC4041 |  | insualtion tester | PC40B | E10117 | SH Lab | 51#7F-PPT test lab | I | 2021-01-08 | 2022-01-07 | SIMT | Closed | (安标AB) PC40B | 绝缘电阻/高阻测试仪
EC4042 |  | AC high voltage tester | ZHZ8D-1kVA | N40145 | SH Lab | 51#7F-PPT test lab | I | 2021-03-09 | 2022-03-08 | JSMI | Closed | (安标AB) ZHZ8D | 交直流耐压测试仪
EC4042 |  | Notch filter | NF2425 | 7 | ICT | 86#4F-EMC test lab | I | 2020-05-14 | 2021-05-13 | MFG | Closed |  | 陷波器
EC4043 |  | load cabinet | 230v,20A |  | SH Lab | 85#5F-ACCE & LUM test lab | III | 2008-12-10 | — | ES JH | Closed | 见附件 | 负载组
EC4044 |  | Measure device for iron steaming operation |  |  | SH Lab | 51#7F-PPT test lab | III | 2009-07-16 | — | ES LWF | Closed |  | 蒸汽熨斗测试架
EC4046 |  | leakage current test apparatus (6.5 of UL943) |  |  | SH Lab | 85#5F-ACCE & LUM test lab | III | 2009-05-21 | — | ES JH | Closed |  | 泄露电流测试装置
EC4047 |  | Grounded neutral test apparatus(6.7.4.1 of UL943) |  |  | SH Lab | 85#5F-ACCE & LUM test lab | III | 2009-05-21 | — | ES JH | Closed |  | 接地N级测试装置
EC4047 | 1 | Grounded neutral test apparatus(6.7.4.1 of UL943) | 0.8ohm 400w |  | SH Lab | 85#5F-ACCE & LUM test lab | III | 2009-02-23 | — | ES JH | Closed |  | 接地N级测试装置
EC4047 | 2 | Grounded neutral test apparatus(6.7.4.1 of UL943) | 0.8ohm 400w |  | SH Lab | 85#5F-ACCE & LUM test lab | III | 2009-02-23 | — | ES JH | Closed |  | 接地N级测试装置
EC4047 | 3 | Grounded neutral test apparatus(6.7.4.1 of UL943) | 200w 0.4ohm |  | SH Lab | 85#5F-ACCE & LUM test lab | III | 2009-02-23 | — | ES JH | Closed |  | 接地N级测试装置
EC4048 |  | resistance to false tripping test apparatus (6.8 of UL943) |  |  | SH Lab | 85#5F-ACCE & LUM test lab | III | 2009-05-21 | — | ES JH | Closed |  | 误脱扣试验装置
EC4056 | 1 | abnormal overvoltage test apparatus(6.17 of UL943) | 96ohm*3 |  | SH Lab | 85#5F-ACCE & LUM test lab | III | 2008-12-25 | — | ES JH | Closed |  | 非正常过压试验装置
EC4056 | 2 | abnormal overvoltage test apparatus(6.17 of UL943) | 960ohm*4 |  | SH Lab | 85#5F-ACCE & LUM test lab | III | 2008-12-25 | — | ES JH | Closed |  | 非正常过压试验装置
EC4058 |  | circinal plane |  |  | SH Lab | 86#4F-Multimedia test lab | II | 2020-12-28 | 2021-12-27 | ES AW | Closed | for 60601 test | 圆盘
EC4058 | 1 | circinal plane | 直径30MM |  | SH Lab | 51#7F-CM test lab | III | 2014-06-13 | — | ES LLS | Closed | for 60601 test | 圆盘
EC4058 | 2 | 砝码 | 1350N |  | SH Lab | 51#7F-CM test lab | III | 2014-06-13 | — | ES LLS | Closed | for 60601 test | 砝码
EC4062 |  | resistance | 50k |  | SH Lab | 86#4F-Multimedia test lab | II | 2020-12-22 | 2021-12-21 | ES AW | Closed |  | 电阻
EC4063 |  | patinent circuit network | fig 107 |  | SH Lab | 86#2F-MD test lab | I | 2021-02-09 | 2022-02-08 | SIMT | Closed | 新标准 | 网络盒
EC4064 |  | oscilloscope(with 1:100 probe) | DPO4034 | C020501 | SH Lab | 86#2F-Power supply test lab | I | 2021-03-15 | 2022-03-14 | JSMI | Closed |  | 示波器（带1：100探头）
EC4066 |  | Pink noise generator | DM8899 | 80127 | SH Lab | 86#4F-Multimedia test lab | I | 2021-04-16 | 2022-04-15 | JSMI | Closed |  | 粉红噪声发生器
EC4070 |  | thermal stability tester | 380v,3kVA |  | ACCE | 86#1F-General test lab | II | 2020-06-04 | 2021-06-03 | EC JK | Closed | 第一次维修编号EC4070(WX1) | 热稳定性试验仪
EC4074 |  | battery impact test equipment | GX-5066 |  | SH Lab | 85#5F-Battery test lab | II | 2020-12-23 | 2021-12-22 | ES AW | Closed |  | 锂电池冲击测试
EC4075 |  | Standard grounding pin |  |  | SH Lab | 85#5F-Gauge room | II | 2020-12-29 | 2021-12-28 | ES AW | Closed |  | 标准接地孔吊重量规
EC4076 |  | Oversize grounding pin |  |  | SH Lab | 85#5F-Gauge room | II | 2020-12-29 | 2021-12-28 | ES AW | Closed |  | 大尺寸接地孔吊重量规
EC4081 |  | AC frequency converter | AFC-31030 | F308120010 | SH Lab | 51#7F-PPT test lab | III | 2008-12-30 | — | ES JH | Closed | APC(爱普斯） | 交流变频电源
EC4082 |  | AC frequency converter | AFC-31030 | F308120011 | SH Lab | 51#7F-PPT test lab | III | 2008-12-30 | — | ES JH | Closed | supplier: APC | 交流电源
EC4084 |  | AC linear power source | Chroma 6430 |  | CN FAC | 86#4F-Calibration room | I | 2021-01-08 | 2022-01-07 | SQI | Closed |  | 交流稳压电源
EC4085 |  | Drop test apparatus |  |  | SH Lab | 85#5F-ACCE & LUM test lab | II | 2020-10-27 | 2021-10-26 | EC JK | Closed | 展厅 | Drop test apparatus
EC4087 |  | 水平测功机 |  | 5591 | SH Lab | 86#1F-Tools & machinery test lab | I | 2020-04-17 | 2021-04-16 | STIEA | Calibrating |  | 水平测功机
EC4088 |  | 3-Axise Fixture |  |  | SH Lab | 86#1F-Tools & machinery test lab | III | 2009-12-29 | — | ES LWF | Closed |  | 三维支架及夹具
EC4089 | 1 | Blade stopping time testor |  |  | SH Lab | 86#1F-Garden tools test lab (Ⅰ) | III | 2009-10-15 | — | ES JH | Closed | 温度在标准里无要求，only for reference | 割草机停机时间测量(温控表)
EC4090 | 1 | TCO composite testing system for LCD monitor | 3 axial LCD angular positioner and fixture for TCO testing |  | SH Lab | 86#2F-TCO test lab | III | 2012-06-01 | — | ES AW | Closed | in wuhan | 测试LCD显示器TCO标准的综合测试系统
EC4091 |  | 割草钢珠试验 |  |  | SH Lab | 86#1F-Garden tools test lab (Ⅰ) | III | 2010-09-19 | — | ES JH | Closed |  | 割草钢珠试验
EC4091 | 1 | 割草钢珠试验 |  |  | SH Lab | 86#1F-Garden tools test lab (Ⅰ) | III | 2009-02-27 | — | ES JH | Closed |  | 割草钢珠试验(速度测量)
EC4093 |  | italy gauge | C1-1 |  | SH Lab | 85#5F-Gauge room | II | 2021-01-16 | 2022-01-15 | ES AW | Closed |  | 意大利量规
EC4094 |  | italy gauge | C1-2 |  | SH Lab | 85#5F-Gauge room | II | 2021-01-16 | 2022-01-15 | ES AW | Closed |  | 意大利量规
EC4095 |  | italy gauge | C1-3 |  | SH Lab | 85#5F-Gauge room | II | 2021-01-16 | 2022-01-15 | ES AW | Closed |  | 意大利量规
EC4096 |  | italy gauge | C2-A-10 |  | SH Lab | 85#5F-Gauge room | II | 2021-01-16 | 2022-01-15 | ES AW | Closed |  | 意大利量规
EC4097 |  | italy gauge | C2-A-16 |  | SH Lab | 85#5F-Gauge room | II | 2021-01-16 | 2022-01-15 | ES AW | Closed |  | 意大利量规
EC4098 |  | italy gauge | C2-B-10 |  | SH Lab | 85#5F-Gauge room | II | 2021-01-16 | 2022-01-15 | ES AW | Closed |  | 意大利量规
EC4099 |  | italy gauge | C2-B-16 |  | SH Lab | 85#5F-Gauge room | II | 2021-01-16 | 2022-01-15 | ES AW | Closed |  | 意大利量规
EC4100 |  | italy gauge | C3 |  | SH Lab | 85#5F-Gauge room | II | 2021-01-16 | 2022-01-15 | ES AW | Closed |  | 意大利量规
EC4102 |  | italy gauge | C5-A |  | SH Lab | 85#5F-Gauge room | II | 2021-01-16 | 2022-01-15 | ES AW | Closed |  | 意大利量规
EC4103 |  | italy gauge | C5-B |  | SH Lab | 85#5F-Gauge room | II | 2021-01-16 | 2022-01-15 | ES AW | Closed |  | 意大利量规
EC4104 |  | italy gauge | C6 |  | SH Lab | 85#5F-Gauge room | II | 2021-01-16 | 2022-01-15 | ES AW | Closed |  | 意大利量规
EC4105 |  | italy gauge | C7 |  | SH Lab | 85#5F-Gauge room | II | 2021-01-16 | 2022-01-15 | ES AW | Closed |  | 意大利量规
EC4106 |  | italy gauge | C8 |  | SH Lab | 85#5F-Gauge room | II | 2021-01-16 | 2022-01-15 | ES AW | Closed |  | 意大利量规
EC4107 |  | italy gauge | C9 |  | SH Lab | 85#5F-Gauge room | II | 2021-01-16 | 2022-01-15 | ES AW | Closed |  | 意大利量规
EC4108 |  | italy gauge | C10 |  | SH Lab | 85#5F-Gauge room | II | 2021-01-16 | 2022-01-15 | ES AW | Closed |  | 意大利量规
EC4109 |  | italy gauge | C11 |  | SH Lab | 85#5F-Gauge room | II | 2021-01-16 | 2022-01-15 | ES AW | Closed |  | 意大利量规
EC4110 |  | south african gauge | SANS164-1 AnnexA |  | SH Lab | 85#5F-Gauge room | II | 2021-01-16 | 2022-01-15 | EC JZ | Closed |  | 南非量规
EC4111 |  | south african gauge | SANS164-1 AnnexB |  | SH Lab | 85#5F-Gauge room | II | 2021-01-16 | 2022-01-15 | EC JZ | Closed |  | 南非量规
EC4112 |  | south african gauge | SANS164-1 AnnexC |  | SH Lab | 85#5F-Gauge room | II | 2021-01-16 | 2022-01-15 | EC JZ | Closed |  | 南非量规
EC4113 |  | south african gauge | SANS164-1 AnnexD |  | SH Lab | 85#5F-Gauge room | II | 2021-01-16 | 2022-01-15 | EC JZ | Closed |  | 南非量规
EC4114 |  | south african gauge | SANS164-1 AnnexF1 |  | SH Lab | 85#5F-Gauge room | II | 2021-01-16 | 2022-01-15 | EC JZ | Closed |  | 南非量规
EC4115 |  | south african gauge | SANS164-1 AnnexF2(a) |  | SH Lab | 85#5F-Gauge room | II | 2021-01-16 | 2022-01-15 | EC JZ | Closed |  | 南非量规
EC4116 |  | south african gauge | SANS164-1 AnnexF2(b) |  | SH Lab | 85#5F-Gauge room | II | 2021-01-16 | 2022-01-15 | EC JZ | Closed |  | 南非量规
EC4117 |  | south african gauge | SANS164-2 Annex(A) |  | SH Lab | 85#5F-Gauge room | II | 2021-01-16 | 2022-01-15 | EC JZ | Closed |  | 南非量规
EC4118 |  | south african gauge | AnnexA(B) |  | SH Lab | 85#5F-Gauge room | II | 2021-01-16 | 2022-01-15 | EC JZ | Closed |  | 南非量规
EC4119 |  | south african gauge | SANS164-2 AnnexA(C) |  | SH Lab | 85#5F-Gauge room | II | 2021-01-16 | 2022-01-15 | EC JZ | Closed |  | 南非量规
EC4120 |  | south african gauge | SANS164-2 AnnexB |  | SH Lab | 85#5F-Gauge room | II | 2021-01-16 | 2022-01-15 | EC JZ | Closed |  | 南非量规
EC4121 |  | south african gauge | SANS164-2 AnnexC |  | SH Lab | 85#5F-Gauge room | II | 2021-01-16 | 2022-01-15 | EC JZ | Closed |  | 南非量规
EC4122 |  | south african gauge | SANS164-2 AnnexD(3.75) |  | SH Lab | 85#5F-Gauge room | II | 2021-01-16 | 2022-01-15 | EC JZ | Closed |  | 南非量规
EC4123 |  | south african gauge | SANS164-2AnnexD(4.85) |  | SH Lab | 85#5F-Gauge room | II | 2021-01-16 | 2022-01-15 | EC JZ | Closed |  | 南非量规
EC4124 |  | south african gauge | SANS164-3 AnnexA |  | SH Lab | 85#5F-Gauge room | II | 2021-01-16 | 2022-01-15 | EC JZ | Closed |  | 南非量规
EC4125 |  | south african gauge | SANS164-3 AnnexB |  | SH Lab | 85#5F-Gauge room | II | 2021-01-16 | 2022-01-15 | EC JZ | Closed |  | 南非量规
EC4126 |  | south african gauge | SANS164-3 AnnexC |  | SH Lab | 85#5F-Gauge room | II | 2021-01-16 | 2022-01-15 | EC JZ | Closed |  | 南非量规
EC4127 |  | south african gauge | SANS164-3 AnnexD |  | SH Lab | 85#5F-Gauge room | II | 2021-01-16 | 2022-01-15 | EC JZ | Closed |  | 南非量规
EC4128 |  | south african gauge | SANS164-3 AnnexF |  | SH Lab | 85#5F-Gauge room | II | 2021-01-16 | 2022-01-15 | EC JZ | Closed |  | 南非量规
EC4129 |  | south african gauge | SANS164-3 AnnexF2(a) |  | SH Lab | 85#5F-Gauge room | II | 2021-01-16 | 2022-01-15 | EC JZ | Closed |  | 南非量规
EC4130 |  | south african gauge | SANS164-3 AnnexF2(b) |  | SH Lab | 85#5F-Gauge room | II | 2021-01-16 | 2022-01-15 | EC JZ | Closed |  | 南非量规
EC4131 |  | Test Probe |  |  | SH Lab | 86#3F-Construction test lab (Ⅱ) | II | 2021-01-05 | 2022-01-04 | EC JZ | Closed | Refer to EH1343 of hangzhou company. | 试验指
EC4135 |  | Top space |  |  | SH Lab | 86#3F-Heating & motor test lab | III | 2009-01-13 | — | ES JH | Closed |  | Top space
EC4136 |  | SHARP EDGE TESTER | SET-50 | 20080597 | SH Lab | 86#3F-Home appliance test lab | II | 2021-01-09 | 2022-01-08 | ES AW | Closed |  | 边缘测试仪
EC4137 |  | GU10cap；G5cap；G13cap Gauges | 7006-12--1 |  | SH Lab | 85#5F-ACCE & LUM test lab | I | 2021-03-09 | 2022-03-08 | JSMI | Closed |  | GU10cap；G5cap；G13cap 三套量规
EC4138 |  | GU10cap；G5cap；G13cap Gauges | 7006-45-4 |  | SH Lab | 85#5F-ACCE & LUM test lab | I | 2021-03-09 | 2022-03-08 | JSMI | Closed |  | GU10cap；G5cap；G13cap 三套量规
EC4139 |  | GU10cap；G5cap；G13cap Gauges | 7006-46-3 |  | SH Lab | 85#5F-ACCE & LUM test lab | I | 2021-03-09 | 2022-03-08 | JSMI | Closed |  | GU10cap；G5cap；G13cap 三套量规
EC4140 |  | GU10cap；G5cap；G13cap Gauges | 7006-46A-3 |  | SH Lab | 85#5F-ACCE & LUM test lab | I | 2021-03-09 | 2022-03-08 | JSMI | Closed |  | GU10cap；G5cap；G13cap 三套量规
EC4141 |  | GU10cap；G5cap；G13cap Gauges | 7006-44-4 |  | SH Lab | 85#5F-ACCE & LUM test lab | I | 2021-03-09 | 2022-03-08 | JSMI | Closed |  | GU10cap；G5cap；G13cap 三套量规
EC4142 |  | Vessel |  |  | SH Lab | 86#3F-Construction test lab (Ⅱ) | II | 2021-01-20 | 2022-01-19 | ES AW | Closed | Diameter：300mm | 容器
EC4143 |  | 50 millimeter test finger |  |  | SH Lab | 51#7F-LUM test lab | II | 2021-01-17 | 2022-01-16 | ES AW | Closed |  | 直径50毫米球形测试指，IEC61032 Figure 1
EC4144 | 1 | Cylindrical weights |  |  | SH Lab | 86#3F-Home appliance test lab | II | 2021-02-10 | 2022-02-09 | EC JZ | Closed | material：stainless steel | 圆柱型砝码
EC4144 | 10 | Cylindrical weights |  |  | SH Lab | 86#3F-Home appliance test lab | II | 2021-02-10 | 2022-02-09 | EC JZ | Closed | material：stainless steel | 圆柱型砝码
EC4144 | 11 | Cylindrical weights |  |  | SH Lab | 86#3F-Home appliance test lab | II | 2021-02-10 | 2022-02-09 | EC JZ | Closed | material：stainless steel | 圆柱型砝码
EC4144 | 12 | Cylindrical weights |  |  | SH Lab | 86#4F-EMC Shielding room | II | 2021-02-10 | 2022-02-09 | EC JZ | Closed | material：stainless steel | 圆柱型砝码
EC4144 | 13 | Cylindrical weights |  |  | SH Lab | 86#3F-Home appliance test lab | II | 2021-02-10 | 2022-02-09 | EC JZ | Closed | material：stainless steel | 圆柱型砝码
EC4144 | 14 | Cylindrical weights |  |  | SH Lab | 86#3F-Home appliance test lab | II | 2021-02-10 | 2022-02-09 | EC JZ | Closed | material：stainless steel | 圆柱型砝码
EC4144 | 15 | Cylindrical weights |  |  | SH Lab | 86#3F-Home appliance test lab | II | 2021-02-10 | 2022-02-09 | EC JZ | Closed | material：stainless steel | 圆柱型砝码
EC4144 | 16 | Cylindrical weights |  |  | SH Lab | 86#3F-Home appliance test lab | II | 2021-02-10 | 2022-02-09 | EC JZ | Closed | material：stainless steel | 圆柱型砝码
EC4144 | 17 | Cylindrical weights |  |  | SH Lab | 86#3F-Home appliance test lab | II | 2021-02-10 | 2022-02-09 | EC JZ | Closed | material：stainless steel | 圆柱型砝码
EC4144 | 18 | Cylindrical weights |  |  | SH Lab | 86#3F-Home appliance test lab | II | 2021-02-10 | 2022-02-09 | EC JZ | Closed | material：stainless steel | 圆柱型砝码
EC4144 | 19 | Cylindrical weights |  |  | SH Lab | 86#3F-Home appliance test lab | II | 2021-02-10 | 2022-02-09 | EC JZ | Closed | material：stainless steel | 圆柱型砝码
EC4144 | 2 | Cylindrical weights |  |  | SH Lab | 86#3F-Home appliance test lab | II | 2021-02-10 | 2022-02-09 | EC JZ | Closed | material：stainless steel | 圆柱型砝码
EC4144 | 20 | Cylindrical weights |  |  | SH Lab | 86#3F-Home appliance test lab | II | 2021-02-10 | 2022-02-09 | EC JZ | Closed | material：stainless steel | 圆柱型砝码
EC4144 | 21 | Cylindrical weights |  |  | SH Lab | 86#3F-Home appliance test lab | II | 2021-02-10 | 2022-02-09 | EC JZ | Closed | material：stainless steel | 圆柱型砝码
EC4144 | 22 | Cylindrical weights |  |  | SH Lab | 86#3F-Home appliance test lab | II | 2021-02-10 | 2022-02-09 | EC JZ | Closed | material：stainless steel | 圆柱型砝码
EC4144 | 23 | Cylindrical weights |  |  | SH Lab | 86#3F-Home appliance test lab | II | 2021-02-10 | 2022-02-09 | EC JZ | Closed | material：stainless steel | 圆柱型砝码
EC4144 | 24 | Cylindrical weights |  |  | SH Lab | 86#3F-Home appliance test lab | II | 2021-02-10 | 2022-02-09 | EC JZ | Closed | material：stainless steel | 圆柱型砝码
EC4144 | 25 | Cylindrical weights |  |  | SH Lab | 86#3F-Home appliance test lab | II | 2021-02-10 | 2022-02-09 | EC JZ | Closed | material：stainless steel | 圆柱型砝码
EC4144 | 26 | Cylindrical weights |  |  | SH Lab | 86#3F-Home appliance test lab | II | 2021-02-10 | 2022-02-09 | EC JZ | Closed | material：stainless steel | 圆柱型砝码
EC4144 | 27 | Cylindrical weights |  |  | SH Lab | 86#3F-Home appliance test lab | II | 2021-02-10 | 2022-02-09 | EC JZ | Closed | material：stainless steel | 圆柱型砝码
EC4144 | 28 | Cylindrical weights |  |  | SH Lab | 86#3F-Home appliance test lab | II | 2021-02-10 | 2022-02-09 | EC JZ | Closed | material：stainless steel | 圆柱型砝码
EC4144 | 29 | Cylindrical weights |  |  | SH Lab | 86#3F-Home appliance test lab | II | 2021-02-10 | 2022-02-09 | EC JZ | Closed | material：stainless steel | 圆柱型砝码
EC4144 | 3 | Cylindrical weights |  |  | SH Lab | 86#3F-Home appliance test lab | II | 2021-02-10 | 2022-02-09 | EC JZ | Closed | material：stainless steel | 圆柱型砝码
EC4144 | 30 | Cylindrical weights |  |  | SH Lab | 86#3F-Home appliance test lab | II | 2021-02-10 | 2022-02-09 | EC JZ | Closed | material：stainless steel | 圆柱型砝码
EC4144 | 4 | Cylindrical weights |  |  | SH Lab | 86#3F-Home appliance test lab | II | 2021-02-10 | 2022-02-09 | EC JZ | Closed | material：stainless steel | 圆柱型砝码
EC4144 | 5 | Cylindrical weights |  |  | SH Lab | 86#3F-Home appliance test lab | II | 2021-02-10 | 2022-02-09 | EC JZ | Closed | material：stainless steel | 圆柱型砝码
EC4144 | 6 | Cylindrical weights |  |  | SH Lab | 86#3F-Home appliance test lab | II | 2021-02-10 | 2022-02-09 | EC JZ | Closed | material：stainless steel | 圆柱型砝码
EC4144 | 7 | Cylindrical weights |  |  | SH Lab | 86#3F-Home appliance test lab | II | 2021-02-10 | 2022-02-09 | EC JZ | Closed | material：stainless steel | 圆柱型砝码
EC4144 | 8 | Cylindrical weights |  |  | SH Lab | 86#3F-Home appliance test lab | II | 2021-02-10 | 2022-02-09 | EC JZ | Closed | material：stainless steel | 圆柱型砝码
EC4144 | 9 | Cylindrical weights |  |  | SH Lab | 86#3F-Home appliance test lab | II | 2021-02-10 | 2022-02-09 | EC JZ | Closed | material：stainless steel | 圆柱型砝码
EC4148 | 1 | IEC 60884-1/A2 gauge |  |  | SH Lab | 85#5F-Gauge room | II | 2020-05-22 | 2021-05-21 | EC JZ | Closed |  | 量规
EC4155 |  | cement fall off estrade |  |  | SH Lab | 86#2F-2F Power distribution room | III | 2009-03-09 | — | ES LWF | Closed |  | 水泥跌落测试台
EC4155 | 1 | cement fall off estrade |  |  | SH Lab | 86#2F-2F Power distribution room | III | 2009-03-09 | — | ES LWF | Closed |  | 水泥跌落测试台
EC4157 |  | Tonometer |  | 801002 | CN FAC | 86#4F-Calibration room | I | 2020-07-21 | 2021-07-20 | SMMS | Closed |  | 气压表
EC4158 |  | 角磨磨片爆裂测试装置 |  |  | SH Lab | 86#1F-Tools & machinery test lab | III | 2009-03-06 | — | ES LWF | Closed |  | 角磨磨片爆裂测试装置
EC4158 | 1 | Angle of slow burst test device | 转速测量 | 09JM001 | SH Lab | 86#1F-Tools & machinery test lab | I | 2021-01-08 | 2022-01-07 | STIEA | Closed |  | 角磨磨片爆裂测试装置
EC4163 |  | Supply Cord Flexing Tester |  |  | SH Lab | 86#1F-General test lab | II | 2020-05-15 | 2021-05-14 | ES AW | Closed | See enclosure | 电源线弯折机
EC4163 | 1 | Supply Cord Flexing Tester-current meter | ZW1402T |  | SH Lab | 86#1F-General test lab | II | 2021-02-25 | 2022-02-24 | EC JK | Closed | See enclosure | current meter
EC4163 | 10 | Supply Cord Flexing Tester | 110g |  | SH Lab | 86#1F-General test lab | II | 2020-05-15 | 2021-05-14 | ES AW | Closed | See enclosure | 砝码
EC4163 | 11 | clearance gauge | 厚度量规 |  | SH Lab | 86#3F-Home appliance test lab | II | 2020-05-15 | 2021-05-14 | ES AW | Closed | See enclosure | 厚度量规
EC4163 | 12 | clearance gauge | 厚度量规 |  | SH Lab | 86#3F-Home appliance test lab | II | 2020-05-15 | 2021-05-14 | ES AW | Closed | See enclosure | 厚度量规
EC4163 | 13 | clearance gauge | 厚度量规 |  | SH Lab | 86#3F-Home appliance test lab | II | 2020-05-15 | 2021-05-14 | ES AW | Closed | See enclosure | 厚度量规
EC4163 | 14 | clearance gauge | 厚度量规 |  | SH Lab | 86#3F-Home appliance test lab | II | 2020-05-15 | 2021-05-14 | ES AW | Closed | See enclosure | 厚度量规
EC4163 | 2 | Supply Cord Flexing Tester-current meter | ZW1402T |  | SH Lab | 86#1F-General test lab | II | 2021-02-25 | 2022-02-24 | EC JK | Closed | See enclosure | current meter
EC4163 | 3 | Supply Cord Flexing Tester-current meter | ZW1402T |  | SH Lab | 86#1F-General test lab | II | 2021-02-25 | 2022-02-24 | EC JK | Closed | See enclosure | current meter
EC4163 | 4 | Supply Cord Flexing Tester-voltage meter | ZW1402T |  | SH Lab | 86#1F-General test lab | II | 2021-02-25 | 2022-02-24 | EC JK | Closed | See enclosure | voltage meter
EC4163 | 5 | Supply Cord Flexing Tester | 110g |  | SH Lab | 86#1F-General test lab | II | 2020-05-15 | 2021-05-14 | ES AW | Closed | See enclosure | 砝码
EC4163 | 6 | Supply Cord Flexing Tester | 110g |  | SH Lab | 86#1F-General test lab | II | 2020-05-15 | 2021-05-14 | ES AW | Closed | See enclosure | 砝码
EC4163 | 7 | Supply Cord Flexing Tester | 110g |  | SH Lab | 86#1F-General test lab | II | 2020-05-15 | 2021-05-14 | ES AW | Closed | See enclosure | 砝码
EC4163 | 8 | Supply Cord Flexing Tester | 110g |  | SH Lab | 86#1F-General test lab | II | 2020-05-15 | 2021-05-14 | ES AW | Closed | See enclosure | 砝码
EC4163 | 9 | Supply Cord Flexing Tester | 110g |  | SH Lab | 86#1F-General test lab | II | 2020-05-15 | 2021-05-14 | ES AW | Closed | See enclosure | 砝码
EC4164 |  | Supply Cord Test Apparatus |  |  | SH Lab | Haining test lab | II | 2020-05-15 | 2021-05-14 | ES AW | Closed |  | 电源线挤压试验机
EC4164 | 1 | pressure sensor | CHT-1B/BLR-SQA | 902809 | SH Lab | 86#3F-Home appliance test lab | I | 2020-04-03 | 2021-04-02 | SIMT | Calibrating |  | 压力传感器
EC4164 | 2 | pressure sensor | CHT-1B/BLR-SQA | 902809 | SH Lab | 86#3F-Home appliance test lab | I | 2020-04-03 | 2021-04-02 | SIMT | Calibrating |  | 压力传感器
EC4164 | 3 | pressure sensor | CHT-1B/BLR-SQA | 902809 | SH Lab | 86#3F-Home appliance test lab | I | 2020-04-03 | 2021-04-02 | SIMT | Calibrating |  | 压力传感器
EC4165 |  | Supply Cord Test Apparatus |  |  | SH Lab | Haining test lab | II | 2020-05-08 | 2021-05-07 | ES AW | Closed |  | 电源线磨损试验机
EC4165 | 1 | Weight | 340 |  | SH Lab | 86#3F-Home appliance test lab | II | 2020-05-08 | 2021-05-07 | ES AW | Closed |  | 砝码
EC4165 | 2 | Weight | 340g |  | SH Lab | 86#3F-Home appliance test lab | II | 2020-05-08 | 2021-05-07 | ES AW | Closed |  | 砝码
EC4165 | 3 | Weight | 340g |  | SH Lab | 86#3F-Home appliance test lab | II | 2020-05-08 | 2021-05-07 | ES AW | Closed |  | 砝码
EC4165 | 4 | Weight | 340g |  | SH Lab | 86#3F-Home appliance test lab | II | 2020-05-08 | 2021-05-07 | ES AW | Closed |  | 砝码
EC4165 | 5 | Weight | 340g |  | SH Lab | 86#3F-Home appliance test lab | II | 2020-05-08 | 2021-05-07 | ES AW | Closed |  | 砝码
EC4166 | 1 | Gauge for E40 cap and E40 lampholder |  |  | SH Lab | 51#7F-LUM test lab | II | 2021-03-12 | 2022-03-11 | EC JZ | Closed |  | E40灯头和灯座量规各1套
EC4166 | 2 | Gauge for E40 cap and E40 lampholder |  |  | SH Lab | 51#7F-LUM test lab | II | 2021-03-12 | 2022-03-11 | EC JZ | Closed |  | E40灯头和灯座量规各1套
EC4166 | 3 | Gauge for E40 cap and E40 lampholder |  |  | SH Lab | 51#7F-LUM test lab | II | 2021-03-12 | 2022-03-11 | EC JZ | Closed |  | E40灯头和灯座量规各1套
EC4166 | 4 | Gauge for E40 cap and E40 lampholder |  |  | SH Lab | 51#7F-LUM test lab | II | 2021-03-12 | 2022-03-11 | EC JZ | Closed |  | E40灯头和灯座量规各1套
EC4166 | 5 | Gauge for E40 cap and E40 lampholder |  |  | SH Lab | 51#7F-LUM test lab | II | 2021-03-12 | 2022-03-11 | EC JZ | Closed |  | E40灯头和灯座量规各1套
EC4166 | 6 | Gauge for E40 cap and E40 lampholder |  |  | SH Lab | 51#7F-LUM test lab | II | 2021-03-12 | 2022-03-11 | EC JZ | Closed |  | E40灯头和灯座量规各1套
EC4166 | 7 | Gauge for E40 cap and E40 lampholder |  |  | SH Lab | 51#7F-LUM test lab | II | 2021-03-12 | 2022-03-11 | EC JZ | Closed |  | E40灯头和灯座量规各1套
EC4166 | 8 | Gauge for E40 cap and E40 lampholder |  |  | SH Lab | 85#5F-ACCE & LUM test lab | II | 2021-03-12 | 2022-03-11 | EC JZ | Closed |  | E40灯头和灯座量规各1套
EC4167 |  | Electronic load | PLZ-50F-70UA0-150U2 | NL002581 | SH Lab | 85#5F-ACCE & LUM test lab | I | 2020-06-10 | 2021-06-09 | JSMI | Closed |  | 电子负载
EC4169 |  | Digital power meter | wt210 | 91J129799 | SH Lab | 51#7F-LUM test lab | I | 2020-06-11 | 2021-06-10 | JSMI | Closed | WTViewer Version 5.01 / Power Consumption Measuring Software 2.04 | 数字功率表
EC4171 |  | Vernier Calipers | 0-200mm | 8110548 | SH Lab | 85#5F-ACCE & LUM test lab | I | 2020-04-29 | 2021-04-28 | JSMI | Calibrating |  | 游标卡尺
EC4173 |  | special test corner |  |  | SH Lab | 86#3F-Heating & motor test lab | III | 2009-04-23 | — | ES LWF | Closed |  | 车载取暖器测试角
EC4174 |  | FIGURE B4 | AS4777 FIGUREB4 |  | SH Lab | 86#2F-Power supply test lab | III | 2009-03-26 | — | ES JH | Closed |  | 谐振负载
EC4175 |  | Fidure B3 | AS4777 FIGUREB3 |  | SH Lab | 86#2F-Power supply test lab | III | 2009-03-26 | — | ES JH | Closed |  | 整流负载
EC4176 |  | 汽油测功机 |  | 09WD004 | SH Lab | 86#1F-Garden tools test lab (Ⅰ) | III | 2009-03-06 | — | ES JH | Closed |  | 汽油测功机
EC4176 | 2 | 汽油测功机(三维支架) |  |  | SH Lab | 86#1F-Tools & machinery test lab | III | 2009-03-06 | — | ES JH | Closed |  | 汽油测功机(三维支架)
EC4176 | 3 | 汽油测功机(程控器) |  |  | SH Lab | 86#1F-Tools & machinery test lab | III | 2009-03-06 | — | ES JH | Closed |  | 汽油测功机(程控器)
EC4177 |  | 转动惯量测试设备 |  | 09GL001 | SH Lab | 86#1F-Garden tools test lab (Ⅰ) | I | 2020-04-17 | 2021-04-16 | STIEA | Calibrating |  | 转动惯量测试设备
EC4179 |  | High voltage tester | ZHZ8-1kVA-5kV | N00214 | SH Lab | 86#1F-General test lab | I | 2020-05-14 | 2021-05-13 | JSMI | Closed |  | 耐压测试仪
EC4181 |  | Power meter | 8716c | 870903033 | SH Lab | 85#5F-ACCE & LUM test lab | II | 2020-05-04 | 2021-05-03 | EC JK | Closed |  | 功率计
EC4182 |  | load cabinet | AC230V,20A*2 |  | SH Lab | 85#5F-ACCE & LUM test lab | III | 2009-04-20 | — | ES JH | Closed |  | 负载组
EC4186 | 2 | load | 小功率负载 |  | SH Lab | 86#4F-EMC Shielding room | III | 2009-05-05 | — | ES JH | Closed | 铝壳电阻12个，波纹电阻2个，电阻盒2个，继电器开关1个，保险丝2袋，电源线20根 | 多路负载
EC4186 | 3 | load | 大功率负载 |  | SH Lab | 86#4F-EMC Shielding room | III | 2009-05-05 | — | ES JH | Closed | 铝壳电阻12个，波纹电阻2个，电阻盒2个，继电器开关1个，保险丝2袋，电源线20根 | 多路负载
EC4188 |  | Variable transformer | 0 - 300V AC 10KVA |  | SH Lab | 85#5F-ACCE & LUM test lab | III | 2009-05-19 | — | ES JH | Closed | N/A | 调压器
EC4191 |  | toughened glass |  |  | SH Lab | 86#4F-Multimedia test lab | III | 2009-05-19 | — | ES JH | Closed |  | 钢化玻璃
EC4192 |  | Push-pull scale | 200N | 241633 | CN FAC | 86#4F-Calibration room | I | 2020-05-29 | 2021-05-28 | SIMT | Closed |  | 推拉力计
EC4193 |  | Ball pendulum impact test equipment |  |  | SH ACCE | 85#5F-ACCE & LUM test lab | II | 2020-06-15 | 2021-06-14 | EC JK | Closed |  | 钟摆冲击测试
EC4195 | 1 | gauge of BS 4573 fig1 | BS 4573量规 |  | SH Lab | 85#5F-Gauge room | II | 2020-06-05 | 2021-06-04 | EC JK | Closed |  | BS 4573量规
EC4195 | 2 | gauge of BS 4573 fig2,fig3 |  |  | SH Lab | 85#5F-Gauge room | II | 2020-06-05 | 2021-06-04 | EC JK | Closed |  | BS 4573量规
EC4195 | 3 | gauge of BS 4573 fig2,fig3 |  |  | SH Lab | 85#5F-Gauge room | II | 2020-06-05 | 2021-06-04 | EC JK | Closed |  | BS 4573量规
EC4195 | 4 | gauge of BS 4573 fig4 |  |  | SH Lab | 85#5F-Gauge room | II | 2020-06-05 | 2021-06-04 | EC JK | Closed |  | BS 4573量规
EC4195 | 5 | gauge of BS 4573 fig5 |  |  | SH Lab | 85#5F-Gauge room | II | 2020-06-05 | 2021-06-04 | EC JK | Closed |  | BS 4573量规
EC4195 | 6 | gauge of BS 4573 fig7 |  |  | SH Lab | 85#5F-Gauge room | II | 2020-06-05 | 2021-06-04 | EC JK | Closed |  | BS 4573量规
EC4197 |  | flow sensor | LWGY-40 | 906042 | SH Lab | 86#1F-Water-proof test lab | I | 2019-10-18 | 2021-10-17 | SIMT | Closed |  | 流量传感器
EC4203 |  | Digital clock | 带日历，带倒计时 |  | SH Lab | 85#5F-Battery test lab | I | 2020-05-28 | 2021-05-27 | JSMI | Closed | 电池申请CBTL扩充设备 | 数字显示式时钟
EC4204 |  | Human body test mass |  |  | SH Lab | 51#7F-CM test lab | III | 2009-06-19 | — |  | Closed |  | 人体模型
EC4206 |  | Antenna | CBL 6112D | 27625 | SH Lab | 86#6F-SAC-Semi anechoic chamber test lab | I | 2020-10-26 | 2021-10-25 | NIM | Closed |  | 天线
EC4208 |  | Mild Steel Bar |  |  | SH Lab | 86#2F-Construction test lab(Ⅰ) | III | 2009-06-24 | — | ES JH | Closed |  | 钢块
EC4209 |  | Test rod |  |  | SH Lab | 86#3F-Home appliance test lab | II | 2020-06-29 | 2021-06-28 | EC JK | Closed |  | 测试棒
EC4210 |  | C&L LOAD |  |  | SH Lab | 86#2F-Power supply test lab | III | 2009-06-30 | — | ES JH | Closed |  | 电容电感负载柜
EC4211 |  | Test corner |  |  | SH Lab | 51#7F-PPT test lab | III | 2009-07-08 | — | ES LWF | Closed | according to EC3160 | 试验角
EC4212 |  | apparatus for impact test at low temperature |  |  | SH Lab | 85#5F-ACCE & LUM test lab | II | 2020-11-07 | 2021-11-06 | ES AW | Closed | 原设备号. EC2143，需要维修并改进 | 低温冲击设备
EC4215 |  | CCD camera | na |  | SH Lab | 86#2F-TCO test lab | III | 2009-08-10 | — | ES JH | Closed |  | CCD 摄像头测量系统以及软件
EC4216 |  | temperature -humidity test | SETH-Z-102L | 8063091021 | SH Lab | 86#2F-Power supply test lab | II | 2021-02-14 | 2022-02-13 | EC JZ | Closed |  | 潮态测试箱
EC4221 |  | Electronic tachometer | RM-1000 | 9060133 | SH Lab | 51#7F-PPT test lab | I | 2020-08-26 | 2021-08-25 | JSMI | Closed | Manufacturer:TES(泰仕) | 光电转速计
EC4223 |  | Switch box for leakage current filter |  |  | SH Lab | 51#7F-PPT test lab | III | 2009-08-24 | — | ES JH | Closed |  | 泄漏电流用开关盒
EC4224 |  | Thermometer | 54II | 99650039 | SH Lab | 51#7F-PPT test lab | II | 2020-09-06 | 2021-09-05 | ES AW | Closed | 双通道 500点数据记录 | 点温计
EC4225 |  | Digital Multimeter | F287 | 99440154 | SH Lab | 51#7F-PPT test lab | II | 2020-09-07 | 2021-09-06 | EC JZ | Closed | FLUKE | 数字万用表
EC4226 |  | DC power source | 62010P | 62010PE00247 | SH Lab | 86#4F-Multimedia test lab | I | 2020-10-14 | 2021-10-13 | JSMI | Closed |  | 直流电源
EC4227 |  | Pressure meter |  |  | SH Lab | 86#3F-Home appliance test lab | I | 2020-08-19 | 2021-08-18 | JSMI | Closed | Attention to interface with the current line size | 压力表
EC4230 |  | Fixture for Thermocouple |  |  | SH Lab | 51#7F-PPT test lab | III | 2009-09-03 | — | ES JH | Closed |  | 热电偶支架
EC4231 |  | Push-pull scale | FB-200N | 208662 | SH Lab | 51#7F-PPT test lab | I | 2020-09-16 | 2021-09-15 | JSMI | Closed | IMADA | 推拉力计
EC4232 |  | Milliohm meter | 3541 | 90325633 | SH Lab | 86#2F-Power supply test lab | I | 2020-10-19 | 2021-10-18 | JSMI | Closed |  | 毫欧计
EC4233 |  | Data Acquisition/Switch Unit | 34970A | MY44047642 | SH ACCE | 85#5F-ACCE & LUM test lab | II | 2020-09-07 | 2021-09-06 | ES AW | Closed | Agilent BenchLink Data Logger 3版本4.2.00 | 数据采集仪
EC4233 | 1 | Data Acquisition/Switch Unit | 34901A | MY41106145 | SH Lab | 85#5F-ACCE & LUM test lab | III | 2009-09-07 | — | ES JH | Closed |  | 数据采集仪
EC4233 | 2 | Data Acquisition/Switch Unit | 34901A | MY41104396 | SH Lab | 86#2F-Power supply test lab | III | 2009-09-07 | — | ES JH | Closed |  | 数据采集仪
EC4234 |  | Data Acquisition/Switch Unit | 34970A | MY44047641 | SH Lab | 51#7F-PPT test lab | II | 2020-09-15 | 2021-09-14 | ES AW | Closed | Agilent BenchLink Data Logger 3版本4.2.00 | 数据采集仪
EC4236 |  | Test Probe |  |  | SH Lab | 51#7F-PPT test lab | II | 2020-10-08 | 2021-10-07 | EC JK | Closed |  | 试验棒
EC4239 |  | steel plate with coating of rubber |  |  | SH Lab | 85#5F-ACCE & LUM test lab | III | 2009-09-21 | — | ES JH | Closed |  | 跌落钢板
EC4240 |  | Leakage Current Filter | fig.4 |  | SH Lab | 51#7F-PPT test lab | I | 2020-06-15 | 2021-06-14 | SIMT | Closed |  | 泄漏电流测试盒
EC4241 | 3 | isolated net | 隔离匹配网络 |  | SH Lab | 86#2F-Power supply test lab | III | 2009-10-29 | — | ES JH | Closed |  | 隔离匹配网络
EC4242 |  | DC－source | 定制 |  | SH Lab | 85#5F-Battery test lab | III | 2009-10-13 | — | ES JH | Closed | 用于CBTL评审需要的设备 | 多路输出直流电源
EC4243 | 6 | ARI Chiller Witness Test Equipment System | KUSB-3108 | 1202007 | SH Lab | 86#3F-Construction test lab (Ⅱ) | III | 2009-10-29 | — | ES JH | Closed | 采集卡 | 冷却装置目击测试设备系统－采集卡
EC4243 | 7 | ARI Chiller Witness Test Equipment System | GPIB/ENET-100 |  | SH Lab | 86#3F-Construction test lab (Ⅱ) | III | 2009-10-29 | — | ES JH | Closed | GPIB WAN 转换卡 | 冷却装置目击测试设备系统-GBIP卡
EC4243 | 8 | ARI Chiller Witness Test Equipment System | 4203 |  | SH Lab | 86#3F-Construction test lab (Ⅱ) | III | 2009-10-29 | — | ES JH | Closed | This is U.S.A the ARI new test request and new contract requirement. | 冷却装置目击测试设备系统－RS232转换卡
EC4244 |  | oxygen analyser | GNL-3000 | 909191876 | SH Lab | 51#7F-CM test lab | I | 2020-12-17 | 2021-12-16 | JSMI | Closed |  | 氧浓度分析仪
EC4245 |  | Spring Hammer |  |  | SH Lab | 51#7F-PPT test lab | II | 2021-04-08 | 2021-07-07 | EC JK | Closed |  | 冲击锤
EC4246 |  | Spring Hammer |  |  | SH Lab | 51#7F-PPT test lab | II | 2021-04-08 | 2021-07-07 | EC JK | Closed |  | 冲击锤
EC4247 |  | Spring hammer |  |  | SH Lab | 51#7F-PPT test lab | II | 2021-04-08 | 2021-07-07 | EC JK | Closed |  | 冲击锤
EC4248 |  | Spring Hammer |  |  | SH Lab | 51#7F-PPT test lab | II | 2021-04-08 | 2021-07-07 | EC JK | Closed |  | 冲击锤
EC4250 |  | Chroma meter | cs-100a | 34925009 | SH Lab | 51#7F-LUM test lab | I | 2020-05-06 | 2021-05-05 | NIM | Closed |  | 色彩亮度计
EC4251 | 1 | Residual current device | NL1-63 |  | SH Lab | 86#3F-Construction test lab (Ⅱ) | II | 2020-05-06 | 2021-05-05 | ES AW | Closed |  | 剩余漏电保护器
EC4251 | 2 | Residual current device | NL1-63 |  | SH Lab | 86#3F-Construction test lab (Ⅱ) | II | 2020-05-06 | 2021-05-05 | ES AW | Closed |  | 剩余漏电保护器
EC4251 | 3 | Residual current device | NL1-63 |  | SH Lab | 86#3F-Construction test lab (Ⅱ) | II | 2020-05-06 | 2021-05-05 | ES AW | Closed |  | 剩余漏电保护器
EC4252 |  | Data Acquisition/Switch Unit | 34970A | MY 44048248 | AV | 86#4F-Multimedia test lab | II | 2020-11-13 | 2021-11-12 | ES AW | Closed |  | 数据采集仪
EC4252 | 1 | Module for data acquisition/switch unit | 34901A | MY41106764 | SH Lab | 51#7F-CM test lab | III | 2009-10-29 | — | ES JH | Closed |  | 模块
EC4252 | 2 | Module for data acquisition/switch unit | 34901A | MY41106763 | SH Lab | 51#7F-CM test lab | III | 2009-10-29 | — | ES JH | Closed |  | 模块
EC4252 | 3 | Module for data acquisition/switch unit | 34901A | MY41106755 | SH Lab | 51#7F-CM test lab | III | 2009-10-29 | — | ES JH | Closed |  | 模块
EC4255 | 1 | Specturometer | PMS-700 | 806002 | SH Lab | 85#5F-ACCE & LUM test lab | III | 2009-09-11 | — | ZMT | Closed | 主机 | 紫外泄漏测试系统－光谱仪
EC4255 | 2 | Specturometer-quartz optical fiber | 1.2m |  | SH Lab | 85#5F-ACCE & LUM test lab | III | 2009-12-04 | — |  | Closed | 紫外泄漏测试系统－石英光纤 | 紫外泄漏测试系统－石英光纤
EC4255 | 3 | Specturometer-integrating sphere | r＝80mm |  | SH Lab | 85#5F-ACCE & LUM test lab | III | 2009-12-04 | — |  | Closed | 积分球 | 紫外泄漏测试系统－积分球
EC4255 | 4 | Specturometer-standard lamp | D204BH | 806005 | SH Lab | 85#5F-ACCE & LUM test lab | I | 2019-04-22 | 2021-04-21 | NIM | Calibrating | 使用寿命50小时 | 紫外泄漏测试系统－标准灯
EC4255 | 5 | Specturometer-power | WY305 | 908049 | SH Lab | 85#5F-ACCE & LUM test lab | I | 2020-10-14 | 2021-10-13 | JSMI | Closed |  | 紫外泄漏测试系统－数显电源
EC4255 | 6 | Specturometer-white board |  |  | SH Lab | 85#5F-ACCE & LUM test lab | I | 2020-09-27 | 2021-09-26 | JSMI | Closed | 白板 | 紫外泄漏测试系统－白板
EC4255 | 7 | Specturometer-black board | PMS-700 | 806002 | SH Lab | 85#5F-ACCE & LUM test lab | II | 2020-08-26 | 2021-08-25 | ES AW | Closed | 黑板 | 紫外泄漏测试系统－黑板
EC4257 |  | Tesst corner |  |  | SH Lab | 86#3F-Cooking & HVAC test lab | III | 2009-11-12 | — | ES JH | Closed | 请先确定详细图纸，再加工。 | 测试角
EC4257 | 1 | Tesst corner |  |  | SH Lab | 86#3F-Cooking & HVAC test lab | III | 2009-11-12 | — | ES JH | Closed | 请先确定详细图纸，再加工。 | 测试角
EC4261 |  | Electronic inclinometer | EN17 |  | SH Lab | 86#3F-Construction test lab (Ⅱ) | I | 2020-10-28 | 2021-10-27 | JSMI | Closed |  | 倾斜计 角度仪
EC4262 |  | 热电偶支架 |  |  | SH Lab | 51#7F-CM test lab | III | 2009-11-25 | — | ES JH | Closed | 配给原先购买的安捷伦采集仪 | thermal coupler shelf
EC4263 |  | 热电偶支架 |  |  | SH Lab | 51#7F-CM test lab | III | 2009-11-25 | — | ES JH | Closed | 配给原先购买的安捷伦采集仪 | thermal coupler shelf
EC4264 |  | 热电偶支架 |  |  | SH Lab | 51#7F-CM test lab | III | 2009-11-25 | — | ES JH | Closed | 配给原先购买的安捷伦采集仪 | thermal coupler shelf
EC4266 |  | Digital scale | AUY220 | D449811329 | SH Lab | 86#4F-Calibration room | I | 2020-08-04 | 2021-08-03 | JSMI | Closed | 原EH1450 | 电子天平
EC4267 |  | AC power source | AFC-31015T | F309080069 | SH Lab | 51#7F-CM test lab | III | 2009-12-04 | — | ES JH | Closed |  | 交流变频电源
EC4272 |  | PR655 SL-1x accessory | SL-1X | 65084302 | SH Lab | 86#2F-TCO test lab | III | 2009-12-02 | — | ES JH | Closed |  | PR655 SL-1x 附件
EC4273 |  | Digital scale | AWH-15KG | S09201284 | SH Lab | 86#2F-Garden tools test lab (Ⅱ) | I | 2020-11-10 | 2021-11-09 | JSMI | Closed |  | 电子秤
EC4274 |  | transformer |  |  | SH Lab | 85#5F-ACCE & LUM test lab | III | 2009-12-10 | — | ES JH | Closed |  | 调压器
EC4275 |  | insulation transformer |  |  | SH Lab | 51#7F-CM test lab | III | 2009-12-14 | — | ES JH | Closed |  | 调压隔离变压器
EC4277 |  | Digital power meter | WT210 760401-H | 91JB18568 | SH Lab | 86#4F-Multimedia test lab | I | 2020-05-19 | 2021-05-18 | JSMI | Closed | WTViewer Version 5.01 | 数字功率表
EC4278 |  | Infrared thermometer | LS | 812 0039 | SH Lab | 86#3F-Home appliance test lab | I | 2021-03-12 | 2022-03-11 | SIMT | Closed |  | 红外线测温仪
EC4279 |  | household appliance durability test facility and relevant accessories |  |  | SH Lab | 51#7F-PPT test lab | III | 2013-05-27 | — | ES LWF | Closed | Durability functions can be executed for ON/OFF and basic action by PLC and relevant automatic control facility. The facility can cover the basic durability test for toaster/oven/ kettle/coffee maker/iron/ blender or relevant appliance. | 小家电寿命实验架及相关设备
EC4282 |  | Infrared Thermal Imager | Ti10 | 9100104 | SH Lab | 85#5F-ACCE & LUM test lab | I | 2021-02-09 | 2022-02-08 | SIMT | Closed |  | 热成像仪
EC4283 |  | portable data acquisition | GL800 |  | SH Lab | 86#2F-Power supply test lab | II | 2020-10-20 | 2021-10-19 | ES AW | Closed |  | 便携式数据采集仪
EC4285 |  | TPA to BNC | TPA to BNC |  | SH Lab | 85#5F-ACCE & LUM test lab | III | 2009-12-29 | — | ES JH | Closed |  | 转接器
EC4288 |  | Multimeter | F289 | 10290200 | SH ACCE | 85#5F-ACCE & LUM test lab | II | 2020-12-28 | 2021-12-27 | EC JZ | Closed |  | 数字式万用表
EC4289 |  | temperature record | mv-1000 |  | SH Lab | 86#3F-Cooking & HVAC test lab | II | 2021-02-02 | 2022-02-01 | ES AW | Closed |  | 温度记录仪
EC4290 |  | power meter | wt210 | 91K209050 | SH Lab | 86#3F-Cooking & HVAC test lab | I | 2020-05-19 | 2021-05-18 | JSMI | Closed |  | 功率表
EC4291 |  | AC Ground Bond Tester | 7316 | 1370169 | SH Lab | 86#3F-3F Power distribution room | I | 2021-03-24 | 2022-03-23 | JSMI | Closed |  | 接地电阻测试仪
EC4292 |  | AC frequency converter power | AFC-31010 |  | SH Lab | 51#7F-PPT test lab | III | 2009-12-29 | — | ES JH | Closed | Manufacturer:APC(苏州爱普斯电源） | 交流变频电源
EC4295 |  | Cord Anchorage Torque Device | 非标定制 |  | SH ACCE | 85#5F-ACCE & LUM test lab | II | 2021-02-03 | 2022-02-02 | ES AW | Closed |  | 扭力测试设备
EC4296 |  | Thermometer |  | 2378 | SH Lab | 86#2F-MD test lab | I | 2020-05-26 | 2021-05-25 | JSMI | Closed |  | 温度计
EC4296 | 1 | Probe |  | B01439 | SH Lab | 86#2F-MD test lab | I | 2020-05-26 | 2021-05-25 | JSMI | Closed |  | 探头
EC4297 | 1 | Highpass Filter | WHKX1.0/15G-10SS | 13 | SH Lab | 86#6F-SAC-Semi anechoic chamber test lab | I | 2021-04-02 | 2022-04-01 | SIMT | Closed |  | 高通滤波器
EC4297 | 2 | Highpass Filter | WHKX2.8/18G-12SS | 2 | SH Lab | 86#6F-SAC-Semi anechoic chamber test lab | I | 2021-04-02 | 2022-04-01 | SIMT | Closed |  | 高通滤波器
EC4297 | 3 | Highpass Filter | WHKX7.0/18G-8SS | 26 | SH Lab | 86#6F-SAC-Semi anechoic chamber test lab | I | 2021-04-02 | 2022-04-01 | SIMT | Closed |  | 高通滤波器
EC4297 | 4 | Band Reject Filter | WRCGV2400/2483-2390/2493-35/10SS | 3 | SH Lab | 86#6F-SAC-Semi anechoic chamber test lab | I | 2021-04-02 | 2022-04-01 | SIMT | Closed |  | 滤波器
EC4298 |  | Switzerland test gauge |  |  | SH Lab | 85#5F-Gauge room | II | 2020-05-13 | 2021-05-12 | EC JZ | Closed |  | 瑞士量规(A)
EC4300 |  | Switzerland test gauge |  |  | SH Lab | 85#5F-Gauge room | II | 2020-05-13 | 2021-05-12 | EC JZ | Closed |  | 瑞士量规(C)
EC4305 |  | Digital Caliper | 0-200mm | 9071243 | SH Lab | 86#4F-Multimedia test lab | I | 2020-09-25 | 2021-09-24 | JSMI | Closed |  | 电子数显卡尺
EC4307 |  | Digital Caliper | 0-200mm | 9080034 | SH Lab | 86#4F-Multimedia test lab | I | 2020-04-29 | 2021-04-28 | JSMI | Calibrating |  | 电子数显卡尺
EC4309 |  | patient simulator for blood pressure | BPPUMP2M | 1201011 | SH Lab | 51#7F-CM test lab | I | 2020-05-19 | 2021-05-18 | SIMT | Closed |  | 血压模拟器
EC4311 |  | gauge |  |  | SH Lab | 51#7F-PPT test lab | II | 2021-04-09 | 2022-04-08 | EC JK | Closed |  | 塞规
EC4312 |  | loading pad |  |  | SH Lab | 51#7F-CM test lab | III | 2018-04-05 | — | EC JZ | Closed |  | 负载垫
EC4313 |  | cylinder tool |  |  | SH Lab | 51#7F-PPT test lab | II | 2021-04-09 | 2022-04-08 | EC JK | Closed |  | 圆柱
EC4314 |  | CONE TOOL |  |  | SH Lab | 51#7F-CM test lab | II | 2021-04-06 | 2022-04-05 | EC JZ | Closed |  | 锥形
EC4315 |  | test chamber | SETH-Z-102U | 8072101003 | SH Lab | 86#2F-TCO test lab | II | 2020-08-10 | 2021-08-09 | ES AW | Closed |  | 环境测试箱
EC4316 |  | Weight |  |  | SH Lab | 85#5F-Gauge room | III | 2015-04-26 | — | ES CZ | Closed |  | 重块
EC4317 |  | Weight |  |  | SH Lab | 85#5F-Gauge room | III | 2015-04-06 | — | ES CZ | Closed |  | 重块
EC4318 |  | Power meter | N1911A | MY50000186 | SH Lab | 86#4F-EMC test lab | I | 2020-06-16 | 2021-06-15 | JSMI | Closed |  | 射频功率计
EC4318 | 1 | Power sensor | N1921A | MY50070010 | SH Lab | 86#4F-EMC test lab | I | 2020-06-16 | 2021-06-15 | MFG | Closed |  | 探头
EC4320 |  | straight steel ruler | 1m |  | SH Lab | 85#5F-ACCE & LUM test lab | III | 2015-04-20 | — | JSMI | Closed | 2015.06.22 | 钢直尺
EC4326 |  | AC frequency converter power | AFC-31010 | F310030144 | SH Lab | 86#2F-Power supply test lab | III | 2010-05-24 | — | ES JH | Closed |  | 交流变频电源
EC4328 |  | torsional screwdriver | N12LTDK | 09J142 | SH Lab | 86#4F-Multimedia test lab | I | 2020-07-01 | 2021-06-30 | SIMT | Closed |  | 扭力螺丝刀
EC4330 |  | Inllumination meter | TES-1339 | 91107602 | SH Lab | 51#7F-PPT test lab | I | 2020-07-21 | 2021-07-20 | JSMI | Closed |  | 照度计
EC4331 |  | differential probes | P5210 | C020256 (B016644) | SH Lab | 86#4F-Multimedia test lab | I | 2020-06-10 | 2021-06-09 | SIMT | Closed | 维修更换后新序列号为：C020256 | 差分探头
EC4332 | 1 | gauges for VDE 0620-1:2010 |  |  | SH Lab | 85#5F-Gauge room | II | 2020-07-02 | 2021-07-01 | ES AW | Closed |  | Lehre1
EC4332 | 2 | gauges for VDE 0620-1:2010 |  |  | SH Lab | 85#5F-Gauge room | II | 2020-07-02 | 2021-07-01 | ES AW | Closed |  | Lehre1
EC4332 | 3 | gauges for VDE 0620-1:2010 |  |  | SH Lab | 85#5F-Gauge room | II | 2020-07-02 | 2021-07-01 | ES AW | Closed |  | Lehre1
EC4333 | 1 | gauges for VDE 0620-1:2010 |  |  | SH Lab | 85#5F-Gauge room | II | 2020-07-02 | 2021-07-01 | ES AW | Closed |  | Lehre2 2A
EC4333 | 2 | gauges for VDE 0620-1:2010 |  |  | SH Lab | 85#5F-Gauge room | II | 2020-07-02 | 2021-07-01 | ES AW | Closed |  | Lehre2 2B
EC4333 | 3 | gauges for VDE 0620-1:2010 |  |  | SH Lab | 85#5F-Gauge room | II | 2020-07-02 | 2021-07-01 | ES AW | Closed |  | Lehre2 2C
EC4334 |  | gauges for VDE 0620-1:2010 |  |  | SH Lab | 85#5F-Gauge room | II | 2020-07-02 | 2021-07-01 | ES AW | Closed |  | Lehre4
EC4339 |  | gauges for VDE 0620-1:2010 |  |  | SH Lab | 85#5F-Gauge room | II | 2020-07-02 | 2021-07-01 | EC JK | Closed |  | Lehre17
EC4340 |  | gauges for VDE 0620-1:2010 |  |  | SH Lab | 85#5F-Gauge room | II | 2020-07-02 | 2021-07-01 | EC JK | Closed |  | Lehre18
EC4341 | 1 | gauges for VDE 0620-1:2010 |  |  | SH Lab | 85#5F-Gauge room | II | 2020-07-02 | 2021-07-01 | EC JK | Closed |  | Lehre19a
EC4341 | 2 | gauges for VDE 0620-1:2010 |  |  | SH Lab | 85#5F-Gauge room | II | 2020-07-02 | 2021-07-01 | EC JK | Closed |  | Lehre19b
EC4342 | 1 | gauges for VDE 0620-1:2010 |  |  | SH Lab | 85#5F-Gauge room | II | 2020-07-02 | 2021-07-01 | EC JK | Closed |  | 测试块8×33×40;8×33.5×40;8×34×40;8×35×40
EC4342 | 2 | gauges for VDE 0620-1:2010 |  |  | SH Lab | 85#5F-Gauge room | II | 2020-07-02 | 2021-07-01 | EC JK | Closed |  | 测试块8×33×40;8×33.5×40;8×34×40;8×35×40
EC4342 | 3 | gauges for VDE 0620-1:2010 |  |  | SH Lab | 85#5F-Gauge room | II | 2020-07-02 | 2021-07-01 | EC JK | Closed |  | 测试块8×33×40;8×33.5×40;8×34×40;8×35×40
EC4343 | 1 | gauges for VDE 0620-1:2010 |  |  | SH Lab | 85#5F-Gauge room | II | 2020-07-02 | 2021-07-01 | EC JK | Closed |  | 测试块8×33×40;8×33.5×40;8×34×40;8×35×40
EC4343 | 2 | gauges for VDE 0620-1:2010 |  |  | SH Lab | 85#5F-Gauge room | II | 2020-07-02 | 2021-07-01 | EC JK | Closed |  | 测试块8×33×40;8×33.5×40;8×34×40;8×35×40
EC4343 | 3 | gauges for VDE 0620-1:2010 |  |  | SH Lab | 85#5F-Gauge room | II | 2020-07-02 | 2021-07-01 | EC JK | Closed |  | 测试块8×33×40;8×33.5×40;8×34×40;8×35×40
EC4344 | 1 | gauges for VDE 0620-1:2010 |  |  | SH Lab | 85#5F-Gauge room | II | 2020-07-02 | 2021-07-01 | EC JK | Closed |  | 测试块8×33×40;8×33.5×40;8×34×40;8×35×40
EC4344 | 2 | gauges for VDE 0620-1:2010 |  |  | SH Lab | 85#5F-Gauge room | II | 2020-07-02 | 2021-07-01 | EC JK | Closed |  | 测试块8×33×40;8×33.5×40;8×34×40;8×35×40
EC4344 | 3 | gauges for VDE 0620-1:2010 |  |  | SH Lab | 85#5F-Gauge room | II | 2020-07-02 | 2021-07-01 | EC JK | Closed |  | 测试块8×33×40;8×33.5×40;8×34×40;8×35×40
EC4345 | 1 | gauges for VDE 0620-1:2010 |  |  | SH Lab | 85#5F-Gauge room | II | 2020-07-02 | 2021-07-01 | EC JK | Closed |  | 测试块8×33×40;8×33.5×40;8×34×40;8×35×40
EC4345 | 2 | gauges for VDE 0620-1:2010 |  |  | SH Lab | 85#5F-Gauge room | II | 2020-07-02 | 2021-07-01 | EC JK | Closed |  | 测试块8×33×40;8×33.5×40;8×34×40;8×35×40
EC4345 | 3 | gauges for VDE 0620-1:2010 |  |  | SH Lab | 85#5F-Gauge room | II | 2020-07-02 | 2021-07-01 | EC JK | Closed |  | 测试块8×33×40;8×33.5×40;8×34×40;8×35×40
EC4346 |  | All pole switches endurance counting equipment | 两个6位220v计数，带面板复位 |  | SH Lab | 86#1F-Washing M/C test lab | I | 2020-11-12 | 2021-11-11 | JSMI | Closed |  | 全极开关耐久计数装置
EC4356 |  | vernier caliper | 0-150mm | JB500832 | SH Lab | 85#5F-ACCE & LUM test lab | I | 2020-05-28 | 2021-05-27 | JSMI | Closed |  | 游标卡尺
EC4357 | 1 | Inclinometer |  |  | SH Lab | 85#5F-ACCE & LUM test lab | I | 2020-08-20 | 2021-08-19 | JSMI | Closed |  | 角度尺
EC4358 |  | Tubular motot test facility |  |  | SH Lab | 86#1F-Garden tools test lab (Ⅰ) | II | 2020-06-11 | 2021-06-10 | EC JZ | Closed |  | 管状电机测试架
EC4379 |  | 500ML cylinder |  |  | SH Lab | 51#7F-CM test lab | III | 2010-06-11 | — | ES LWF | Closed |  | 500ML钢瓶
EC4380 |  | 100ML cylinder |  |  | SH Lab | 51#7F-CM test lab | III | 2010-06-11 | — | ES LWF | Closed |  | 100ML钢瓶
EC4388 |  | Stopwatch | sj9-2 |  | SH Lab | 85#5F-Battery test lab | I | 2020-06-03 | 2021-06-02 | JSMI | Closed |  | 秒表
EC4391 |  | Torque sensor | N3.6-SGK II | 05F010 | SH Lab | 86#4F-Multimedia test lab | I | 2020-07-02 | 2021-07-01 | JSMI | Closed |  | 扭力计
EC4393 |  | ambient temperature barrel for test corner |  |  | SH Lab | 86#1F-General test lab | III | 2010-07-26 | — | ES LWF | Closed |  | 环温测试小桶
EC4394 |  | ambient temperature barrel for test corner |  |  | SH Lab | 51#7F-CM test lab | III | 2010-07-26 | — | ES LWF | Closed |  | 环温测试小桶
EC4395 |  | ambient temperature barrel for test corner |  |  | SH Lab | 86#1F-General test lab | III | 2010-07-26 | — | ES LWF | Closed |  | 环温测试小桶
EC4396 |  | Ambient Temperature Barrel |  |  | SH Lab | 51#7F-PPT test lab | III | 2010-07-26 | — | ES LWF | Closed |  | 环温测试桶
EC4397 |  | Ambient Temperature Barrel |  |  | SH Lab | 51#7F-PPT test lab | III | 2010-07-26 | — | ES LWF | Closed |  | 环温测试桶
EC4398 |  | Ambient Temperature Barrel |  |  | SH Lab | 51#7F-PPT test lab | III | 2010-07-26 | — | ES LWF | Closed |  | 环温测试桶
EC4400 |  | 20KW三相调压器 | 20KW三相 |  | SH Lab | 86#2F-Power supply test lab | III | 2010-09-01 | — | ES JH | Closed |  | 20KW三相调压器
EC4402 |  | Fixture for Thermocouple |  |  | SH Lab | 86#2F-2F Power distribution room | III | 2010-08-31 | — | ES LWF | Closed |  | 热电偶支架
EC4403 |  | Fixture for Thermocouple |  |  | SH Lab | 86#2F-2F Power distribution room | III | 2010-08-31 | — | ES LWF | Closed |  | 热电偶支架
EC4404 |  | Data Acquisition/Switch Unit | 34970A | MY44056485 | SH Lab | 86#1F-Garden tools test lab (Ⅰ) | II | 2020-09-02 | 2021-09-01 | ES AW | Closed | Agilent BenchLink Data Logger 3版本4.2.00 | 数据采集仪
EC4404 | 1 | Module for data acquisition/switch unit | 34901A | MY41123269 | SH Lab | 86#1F-Tools & machinery test lab | III | 2010-09-01 | — | ES JH | Closed |  | 模块
EC4404 | 2 | Module for data acquisition/switch unit | 34901A | MY41123890 | SH Lab | 86#1F-Tools & machinery test lab | III | 2010-09-01 | — | ES JH | Closed |  | 模块
EC4406 |  | test plugs for VDE 0620-1:2010 |  |  | SH Lab | 85#5F-Gauge room | II | 2020-09-26 | 2021-09-25 | EC JZ | Closed |  | 用于标准VDE 0620-1:2010的温升测试用量规
EC4407 |  | test plugs for VDE 0620-1:2010 |  |  | SH Lab | 85#5F-Gauge room | II | 2020-09-26 | 2021-09-25 | EC JZ | Closed |  | 用于标准VDE 0620-1:2010的温升测试用量规
EC4408 |  | test plugs for VDE 0620-1:2010 |  |  | SH Lab | 85#5F-Gauge room | II | 2020-09-26 | 2021-09-25 | EC JZ | Closed |  | 用于标准VDE 0620-1:2010的温升测试用量规
EC4409 |  | test plugs for VDE 0620-1:2010 |  |  | SH Lab | 85#5F-Gauge room | II | 2020-09-26 | 2021-09-25 | EC JZ | Closed |  | 用于标准VDE 0620-1:2010的温升测试用量规
EC4410 |  | test plugs for VDE 0620-1:2010 |  |  | SH Lab | 85#5F-Gauge room | II | 2020-09-26 | 2021-09-25 | EC JZ | Closed |  | 用于标准VDE 0620-1:2010的温升测试用量规
EC4411 |  | test plugs for VDE 0620-1:2010 |  |  | SH Lab | 85#5F-Gauge room | II | 2020-09-26 | 2021-09-25 | EC JZ | Closed |  | 用于标准VDE 0620-1:2010的温升测试用量规
EC4412 |  | test plugs for VDE 0620-1:2010 |  |  | SH Lab | 85#5F-Gauge room | II | 2020-09-26 | 2021-09-25 | EC JZ | Closed |  | 用于标准VDE 0620-1:2010的温升测试用量规
EC4413 |  | test plugs for VDE 0620-1:2010 |  |  | SH Lab | 85#5F-Gauge room | II | 2020-09-26 | 2021-09-25 | EC JZ | Closed |  | 用于标准VDE 0620-1:2010的温升测试用量规
EC4414 |  | test plugs for VDE 0620-1:2010 |  |  | SH Lab | 85#5F-Gauge room | II | 2020-09-26 | 2021-09-25 | EC JZ | Closed |  | 用于标准VDE 0620-1:2010的温升测试用量规
EC4415 |  | test plugs for VDE 0620-1:2010 |  |  | SH Lab | 85#5F-Gauge room | II | 2020-09-26 | 2021-09-25 | EC JZ | Closed |  | 用于标准VDE 0620-1:2010的温升测试用量规
EC4416 |  | test plugs for VDE 0620-1:2010 |  |  | SH Lab | 85#5F-Gauge room | II | 2020-09-26 | 2021-09-25 | EC JZ | Closed |  | 用于标准VDE 0620-1:2010的温升测试用量规
EC4417 |  | test plugs for VDE 0620-1:2010 |  |  | SH Lab | 85#5F-Gauge room | II | 2020-09-26 | 2021-09-25 | EC JZ | Closed |  | 用于标准VDE 0620-1:2010的温升测试用量规
EC4418 |  | test plugs for VDE 0620-1:2010 |  |  | SH Lab | 85#5F-Gauge room | II | 2020-09-26 | 2021-09-25 | EC JZ | Closed |  | 用于标准VDE 0620-1:2010的温升测试用量规
EC4419 |  | test plugs for VDE 0620-1:2010 |  |  | SH Lab | 85#5F-Gauge room | II | 2020-09-26 | 2021-09-25 | EC JZ | Closed |  | 用于标准VDE 0620-1:2010的温升测试用量规
EC4420 |  | test plugs for VDE 0620-1:2010 |  |  | SH Lab | 85#5F-Gauge room | II | 2020-09-26 | 2021-09-25 | EC JZ | Closed |  | 用于标准VDE 0620-1:2010的温升测试用量规
EC4421 |  | test plugs for VDE 0620-1:2010 |  |  | SH Lab | 85#5F-Gauge room | II | 2020-09-26 | 2021-09-25 | EC JZ | Closed |  | 用于标准VDE 0620-1:2010的温升测试用量规
EC4422 |  | test plugs for VDE 0620-1:2010 |  |  | SH Lab | 85#5F-Gauge room | II | 2020-09-26 | 2021-09-25 | EC JZ | Closed |  | 用于标准VDE 0620-1:2010的温升测试用量规
EC4423 |  | test plugs for VDE 0620-1:2010 |  |  | SH Lab | 85#5F-Gauge room | II | 2020-09-26 | 2021-09-25 | EC JZ | Closed |  | 用于标准VDE 0620-1:2010的温升测试用量规
EC4424 |  | test plugs for VDE 0620-1:2010 |  |  | SH Lab | 85#5F-Gauge room | II | 2020-09-26 | 2021-09-25 | EC JZ | Closed |  | 用于标准VDE 0620-1:2010的温升测试用量规
EC4425 |  | test plugs for VDE 0620-1:2010 |  |  | SH Lab | 85#5F-Gauge room | II | 2020-09-26 | 2021-09-25 | EC JZ | Closed |  | 用于标准VDE 0620-1:2010的温升测试用量规
EC4426 |  | test plugs for VDE 0620-1:2010 |  |  | SH Lab | 85#5F-Gauge room | II | 2020-09-26 | 2021-09-25 | EC JZ | Closed |  | 用于标准VDE 0620-1:2010的温升测试用量规
EC4427 |  | test plugs for VDE 0620-1:2010 |  |  | SH Lab | 85#5F-Gauge room | II | 2020-09-26 | 2021-09-25 | EC JZ | Closed |  | 用于标准VDE 0620-1:2010的温升测试用量规
EC4428 |  | test plugs for VDE 0620-1:2010 |  |  | SH Lab | 85#5F-Gauge room | II | 2020-09-26 | 2021-09-25 | EC JZ | Closed |  | 用于标准VDE 0620-1:2010的温升测试用量规
EC4429 |  | test plugs for VDE 0620-1:2010 |  |  | SH Lab | 85#5F-Gauge room | II | 2020-09-26 | 2021-09-25 | EC JZ | Closed |  | 用于标准VDE 0620-1:2010的温升测试用量规
EC4431 |  | Digital Multimeter | F287 | 12020008 | SH Lab | 86#2F-Power supply test lab | II | 2020-09-03 | 2021-09-02 | EC JZ | Closed |  | 数字式万用表
EC4432 |  | flow meter | 20-1-0-00-100-KM7118 | 55021 | SH Lab | 86#2F-MD test lab | I | 2021-03-23 | 2022-03-22 | SIMT | Closed |  | 流量计
EC4434 |  | weight and support base |  |  | SH Lab | 51#7F-PPT test lab | II | 2020-09-19 | 2021-09-18 | ES AW | Closed | 支撑座底部做成平面，并且能用于吊重>140kg以上的砝码 | 砝码及支撑座
EC4434 | 1 | weight and support base | 10kg |  | SH Lab | 51#7F-PPT test lab | II | 2020-09-19 | 2021-09-18 | ES AW | Closed | 支撑座底部做成平面，并且能用于吊重>140kg以上的砝码 | 砝码及支撑座
EC4434 | 10 | weight and support base | 10kg |  | SH Lab | 51#7F-PPT test lab | II | 2020-09-19 | 2021-09-18 | ES AW | Closed | 支撑座底部做成平面，并且能用于吊重>140kg以上的砝码 | 砝码及支撑座
EC4434 | 11 | weight and support base | 5kg |  | SH Lab | 51#7F-PPT test lab | II | 2020-09-19 | 2021-09-18 | ES AW | Closed | 支撑座底部做成平面，并且能用于吊重>140kg以上的砝码 | 砝码及支撑座
EC4434 | 12 | weight and support base | 5kg |  | SH Lab | 51#7F-PPT test lab | II | 2020-09-19 | 2021-09-18 | ES AW | Closed | 支撑座底部做成平面，并且能用于吊重>140kg以上的砝码 | 砝码及支撑座
EC4434 | 13 | weight and support base | 5kg |  | SH Lab | 51#7F-PPT test lab | II | 2020-09-19 | 2021-09-18 | ES AW | Closed | 支撑座底部做成平面，并且能用于吊重>140kg以上的砝码 | 砝码及支撑座
EC4434 | 14 | weight and support base | 5kg |  | SH Lab | 51#7F-PPT test lab | II | 2020-09-19 | 2021-09-18 | ES AW | Closed | 支撑座底部做成平面，并且能用于吊重>140kg以上的砝码 | 砝码及支撑座
EC4434 | 2 | weight and support base | 10kg |  | SH Lab | 51#7F-PPT test lab | II | 2020-09-19 | 2021-09-18 | ES AW | Closed | 支撑座底部做成平面，并且能用于吊重>140kg以上的砝码 | 砝码及支撑座
EC4434 | 3 | weight and support base | 10kg |  | SH Lab | 51#7F-PPT test lab | II | 2020-09-19 | 2021-09-18 | ES AW | Closed | 支撑座底部做成平面，并且能用于吊重>140kg以上的砝码 | 砝码及支撑座
EC4434 | 4 | weight and support base | 10kg |  | SH Lab | 51#7F-PPT test lab | II | 2020-09-19 | 2021-09-18 | ES AW | Closed | 支撑座底部做成平面，并且能用于吊重>140kg以上的砝码 | 砝码及支撑座
EC4434 | 5 | weight and support base | 10kg |  | SH Lab | 51#7F-PPT test lab | II | 2020-09-19 | 2021-09-18 | ES AW | Closed | 支撑座底部做成平面，并且能用于吊重>140kg以上的砝码 | 砝码及支撑座
EC4434 | 6 | weight and support base | 10kg |  | SH Lab | 51#7F-PPT test lab | II | 2020-09-19 | 2021-09-18 | ES AW | Closed | 支撑座底部做成平面，并且能用于吊重>140kg以上的砝码 | 砝码及支撑座
EC4434 | 7 | weight and support base | 10kg |  | SH Lab | 51#7F-PPT test lab | II | 2020-09-19 | 2021-09-18 | ES AW | Closed | 支撑座底部做成平面，并且能用于吊重>140kg以上的砝码 | 砝码及支撑座
EC4434 | 8 | weight and support base | 10kg |  | SH Lab | 51#7F-PPT test lab | II | 2020-09-19 | 2021-09-18 | ES AW | Closed | 支撑座底部做成平面，并且能用于吊重>140kg以上的砝码 | 砝码及支撑座
EC4434 | 9 | weight and support base | 10kg |  | SH Lab | 51#7F-PPT test lab | II | 2020-09-19 | 2021-09-18 | ES AW | Closed | 支撑座底部做成平面，并且能用于吊重>140kg以上的砝码 | 砝码及支撑座
EC4440 |  | Calibrator for UTM | 0.5-100mm | 60545 | CN FAC | 86#4F-Calibration room | I | 2020-12-15 | 2021-12-14 | SIMT | Closed |  | 万工显校准装置-量块
EC4442 |  | Calibrator for UTM | 单面 | 80297 | CN FAC | 86#4F-Calibration room | I | 2010-09-03 | 2026-09-02 | CIMM | Closed |  | 万工显校准装置-十字线校对杆
EC4443 |  | weight | 35ib |  | SH Lab | 51#7F-PPT test lab | III | 2014-09-19 | — | ES LLS | Closed | 砝码做成带钩子的形状 | 砝码
EC4444 |  | weight | 20ib |  | SH Lab | 51#7F-PPT test lab | III | 2014-09-19 | — | ES LLS | Closed | 砝码做成带钩子的形状 | 砝码
EC4447 |  | Analytical balance | AUY220 | D449815400 | SH Lab | 86#2F-Power supply test lab | I | 2020-07-07 | 2021-07-06 | JSMI | Closed |  | 分析天平
EC4448 |  | Three-phase power analyzer | WT3000 760304 /G6/C5/C7/FL | 91K813209 | SH Lab | 86#2F-Power supply test lab | I | 2020-12-23 | 2021-12-22 | JSMI | Closed | WT Viewer ver.7.06 / Harmonic/Flicker Measurement Software Ver.6.01 | 三相100A功率分析仪
EC4450 |  | Fixture for Thermocouple |  |  | SH Lab | 86#1F-General test lab | III | 2010-10-19 | — | ES LWF | Closed |  | 热电偶支架
EC4451 |  | Fixture for Thermocouple |  |  | SH Lab | 86#1F-General test lab | III | 2010-10-19 | — | ES LWF | Closed |  | 热电偶支架
EC4452 |  | Fixture for Thermocouple |  |  | SH Lab | 86#1F-General test lab | III | 2010-10-19 | — | ES LWF | Closed |  | 热电偶支架
EC4453 |  | Fixture for Thermocouple |  |  | SH Lab | 86#1F-General test lab | III | 2010-10-19 | — | ES LWF | Closed |  | 热电偶支架
EC4454 |  | Digital Milliohm Meter | 3541 | 100931872 | SH Lab | 85#5F-Battery test lab | I | 2020-11-17 | 2021-11-16 | JSMI | Closed |  | 毫欧表
EC4456 |  | Test apparatus for Li-ion (sealed glove box) | LAB2000 |  | SH Lab | 85#5F-Battery test lab | III | 2010-11-30 | — | ES JH | Closed |  | 锂电池生产设备（真空手套箱）
EC4456 | 1 | Electron microscopy with the display equipment | as500 |  | SH Lab | 85#5F-Battery test lab | III | 2011-04-11 | — | ES JH | Closed |  | 微距CCD
EC4456 | 2 | display | D5000 |  | SH Lab | 85#5F-Battery test lab | III | 2011-04-11 | — | ES JH | Closed |  | 配套记录仪加本地显示
EC4456 | 3 | Oxygen monitoring indicator | AS300 |  | SH Lab | 85#5F-Battery test lab | III | 2011-04-11 | — | ES JH | Closed |  | 含氧量监测显示仪
EC4457 | 1 | contact and not contact gauge |  |  | SH Lab | 85#5F-Gauge room | II | 2020-12-10 | 2021-12-09 | ES AW | Closed | 一套量规分为导通规和不导通规各3个, 共6个 (类似 IEC60884-1中的C7规) | 通断量规
EC4457 | 2 | contact and not contact gauge |  |  | SH Lab | 85#5F-Gauge room | II | 2020-12-10 | 2021-12-09 | ES AW | Closed | 一套量规分为导通规和不导通规各3个, 共6个 (类似 IEC60884-1中的C7规) | 通断量规
EC4458 | 1 | contact and not contact gauge |  |  | SH Lab | 85#5F-Gauge room | II | 2020-12-10 | 2021-12-09 | ES AW | Closed | 一套量规分为导通规和不导通规各3个, 共6个 (类似 IEC60884-1中的C7规) | 通断量规20A
EC4458 | 2 | contact and not contact gauge |  |  | SH Lab | 85#5F-Gauge room | II | 2020-12-10 | 2021-12-09 | ES AW | Closed | 一套量规分为导通规和不导通规各3个, 共6个 (类似 IEC60884-1中的C7规) | 通断量规20A
EC4459 | 1 | contact and not contact gauge |  |  | SH Lab | 85#5F-Gauge room | II | 2020-12-10 | 2021-12-09 | ES AW | Closed | 一套量规分为导通规和不导通规各3个, 共6个 (类似 IEC60884-1中的C7规) | 通断量规10A
EC4459 | 2 | contact and not contact gauge |  |  | SH Lab | 85#5F-Gauge room | II | 2020-12-10 | 2021-12-09 | ES AW | Closed | 一套量规分为导通规和不导通规各3个, 共6个 (类似 IEC60884-1中的C7规) | 通断量规10A
EC4461 | 1 | gauge for withdrawal force of each socket contact |  |  | SH Lab | 85#5F-Gauge room | II | 2020-12-10 | 2021-12-09 | ES AW | Closed | 一套量规包括1.5N; 2N; 3N量规各一个 | 插座单孔拔出力量规 10A 1.5N
EC4461 | 2 | gauge for withdrawal force of each socket contact |  |  | SH Lab | 85#5F-Gauge room | II | 2020-12-10 | 2021-12-09 | ES AW | Closed | 一套量规包括1.5N; 2N; 3N量规各一个 | 插座单孔拔出力量规 15A 2N
EC4461 | 3 | gauge for withdrawal force of each socket contact |  |  | SH Lab | 85#5F-Gauge room | II | 2020-12-10 | 2021-12-09 | ES AW | Closed | 一套量规包括1.5N; 2N; 3N量规各一个 | 插座单孔拔出力量规 15A 3N
EC4462 |  | Test corner |  |  | SH Lab | 86#3F-Cooking & HVAC test lab | III | 2010-11-18 | — | ES LWF | Closed |  | 试验角
EC4463 |  | Test corner |  |  | SH Lab | 86#3F-Cooking & HVAC test lab | III | 2010-11-18 | — | ES LWF | Closed |  | 试验角
EC4464 |  | 25.4mm measure the gauge |  |  | SH Lab | 86#3F-Heating & motor test lab | II | 2020-12-07 | 2021-12-06 | ES AW | Closed |  | 25.4 mm 测量规
EC4465 |  | 25.4mm measure the gauge |  |  | SH Lab | 86#3F-Heating & motor test lab | II | 2020-12-07 | 2021-12-06 | ES AW | Closed |  | 25.4 mm 测量规
EC4468 |  | Ambient Temperature Barrel for Test Corner |  |  | SH Lab | 86#4F-Multimedia test lab | III | 2010-11-18 | — | ES JH | Closed |  | 试验角用环境温度测试用小桶
EC4469 |  | Ambient Temperature Barrel for Test Corner |  |  | SH Lab | 86#4F-Multimedia test lab | III | 2010-11-18 | — | ES JH | Closed |  | 试验角用环境温度测试用小桶
EC4471 |  | AC Frequency Converter | AFC-31010T | F310090173 | SH Lab | 86#1F-General test lab | III | 2010-12-02 | — | ES JH | Closed |  | 交流变频电源
EC4472 |  | AC/DC digital power meter | WT210-760401-H/C2/HRM | 91KC31984 | SH Lab | 51#7F-PPT test lab | I | 2020-04-30 | 2021-04-29 | JSMI | Calibrating | WT210, 积分功能、串口输出和总谐波失真测量模块 | 数字功率表
EC4473 |  | Rockwell Hardness Tester | HR-150A | 2510 | SH Lab | 51#7F-PPT test lab | I | 2021-01-08 | 2022-01-07 | SETRI | Closed | 1.砧板：至少有平面和V型两种；2.附带标准矫正块，精度至少0.5HR以内；3.压头：钻石压头，钨钢球压头；4.可测试高度至少150mm | 洛氏硬度计
EC4474 | 1 | DC-source | 62024P-100-50 | 62024PB00252 | SH Lab | 85#5F-Battery test lab | I | 2020-12-17 | 2021-12-16 | JSMI | Closed |  | 直流电源
EC4474 | 10 | DC-source | 62024P-100-50 | 62024PB00275 | SH Lab | 85#5F-Battery test lab | I | 2020-12-17 | 2021-12-16 | JSMI | Closed |  | 直流电源
EC4474 | 2 | DC-source | 62024P-100-50 | 62024PB00253 | SH Lab | 85#5F-Battery test lab | I | 2020-12-17 | 2021-12-16 | JSMI | Closed |  | 直流电源
EC4474 | 3 | DC-source | 62024P-100-50 | 62024PB00264 | SH Lab | 85#5F-Battery test lab | I | 2020-12-17 | 2021-12-16 | JSMI | Closed |  | 直流电源
EC4474 | 4 | DC-source | 62024P-100-50 | 62024PB00265 | SH Lab | 85#5F-Battery test lab | I | 2020-12-17 | 2021-12-16 | JSMI | Closed |  | 直流电源
EC4474 | 5 | DC-source | 62024P-100-50 | 62024PB00268 | SH Lab | 85#5F-Battery test lab | I | 2020-12-17 | 2021-12-16 | JSMI | Closed |  | 直流电源
EC4474 | 6 | DC-source | 62024P-100-50 | 62024PB00269 | SH Lab | 85#5F-Battery test lab | I | 2020-12-17 | 2021-12-16 | JSMI | Closed |  | 直流电源
EC4474 | 7 | DC-source | 62024P-100-50 | 62024PB00271 | SH Lab | 85#5F-Battery test lab | I | 2020-12-17 | 2021-12-16 | JSMI | Closed |  | 直流电源
EC4474 | 8 | DC-source | 62024P-100-50 | 62024PB00272 | SH Lab | 85#5F-Battery test lab | I | 2021-03-14 | 2022-03-13 | JSMI | Closed |  | 直流电源
EC4474 | 9 | DC-source | 62024P-100-50 | 62024PB00273 | SH Lab | 85#5F-Battery test lab | I | 2020-12-17 | 2021-12-16 | JSMI | Closed |  | 直流电源
EC4476 |  | Solar Simulator DC Source | 62150H-600S | 62150EC00120 | SH Lab | 86#2F-Power supply test lab | I | 2020-06-10 | 2021-06-09 | JSMI | Closed |  | 太阳能模拟器直流电源（I-V）可调
EC4477 | 1 | Electronic load | 63630-80-60 |  | SH Lab | 85#5F-Battery test lab | I | 2020-12-17 | 2021-12-16 | JSMI | Closed |  | 电子负载
EC4477 | 10 | Electronic load | 63630-80-60 |  | SH Lab | 85#5F-Battery test lab | I | 2020-12-17 | 2021-12-16 | JSMI | Closed |  | 电子负载
EC4477 | 2 | Electronic load | 63630-80-60 |  | SH Lab | 85#5F-Battery test lab | I | 2020-12-17 | 2021-12-16 | JSMI | Closed |  | 电子负载
EC4477 | 3 | Electronic load | 63630-80-60 |  | SH Lab | 85#5F-Battery test lab | I | 2020-12-17 | 2021-12-16 | JSMI | Closed |  | 电子负载
EC4477 | 4 | Electronic load | 63630-80-60 |  | SH Lab | 85#5F-Battery test lab | I | 2020-12-17 | 2021-12-16 | JSMI | Closed |  | 电子负载
EC4477 | 5 | Electronic load | 63630-80-60 |  | SH Lab | 85#5F-Battery test lab | I | 2020-12-17 | 2021-12-16 | JSMI | Closed |  | 电子负载
EC4477 | 6 | Electronic load | 63630-80-60 |  | SH Lab | 85#5F-Battery test lab | I | 2017-12-06 | 2018-12-05 | JSMI | Closed |  | 电子负载
EC4477 | 7 | Electronic load | 63630-80-60 |  | SH Lab | 85#5F-Battery test lab | I | 2020-12-17 | 2021-12-16 | JSMI | Closed |  | 电子负载
EC4477 | 8 | Electronic load | 63630-80-60 |  | SH Lab | 85#5F-Battery test lab | I | 2020-12-17 | 2021-12-16 | JSMI | Closed |  | 电子负载
EC4477 | 9 | Electronic load | 63630-80-60 |  | SH Lab | 85#5F-Battery test lab | I | 2020-12-17 | 2021-12-16 | JSMI | Closed |  | 电子负载
EC4481 |  | AC/DC Electrical parameters measuring instrument | 8716CT |  | SH Lab | 51#7F-PPT test lab | II | 2020-11-30 | 2021-11-29 | EC JK | Closed | 青智QingZhi 8716CT | 交直数字电参数仪
EC4482 |  | Steady force gauge |  |  | SH Lab | 85#5F-Battery test lab | I | 2020-11-03 | 2021-11-02 | SIMT | Closed |  | 静压力量规
EC4483 |  | Milliohm meter | 3540 | 101025386 | SH Lab | 86#1F-General test lab | I | 2020-09-01 | 2021-08-31 | JSMI | Closed |  | 毫欧计
EC4486 |  | Host Simulator |  |  | SH Lab | 85#5F-Battery test lab | III | 2010-12-08 | — | ES JH | Closed |  | 主机模拟器
EC4487 |  | Adapter Simulator |  |  | SH Lab | 85#5F-Battery test lab | III | 2010-12-08 | — | ES JH | Closed |  | 适配器模拟器
EC4488 |  | Heating chamber | SEG-101 |  | SH Lab | 85#5F-Battery test lab | I | 2020-10-14 | 2021-10-13 | EC JZ | Closed |  | 加热箱
EC4489 |  | Climate Test Chamber | SETH-Z-102U |  | SH Lab | 85#5F-Battery test lab | II | 2020-10-27 | 2021-10-26 | EC JZ | Closed |  | 潮态箱
EC4490 |  | Climate Test Chamber | SETH-Z-102U |  | SH Lab | 85#5F-Battery test lab | II | 2020-10-20 | 2021-10-19 | ES AW | Closed |  | 潮态箱
EC4491 |  | AC/DC digital power meter | WT210-760401-H/C2/HRM | 91KB25023 | SH Lab | 86#1F-Tools & machinery test lab | I | 2020-11-12 | 2021-11-11 | JSMI | Closed | WT210, 积分功能、串口输出和总谐波失真测量模块 WTViewer Version 5.01 | 数字功率表
EC4498 |  | Data Acquisition/Switch Unit | 34970A | MY44056996 | SH Lab | 51#7F-PPT test lab | II | 2020-12-20 | 2021-12-19 | ES AW | Closed | Agilent BenchLink Data Logger 3版本4.2.00 | 数据采集仪
EC4498 | 1 | Module | 34901A | MY41128225 | SH Lab | 51#7F-PPT test lab | III | 2010-12-20 | — | ES JH | Closed |  | 模块
EC4498 | 2 | Module | 34901A | MY41128272 | SH Lab | 51#7F-PPT test lab | III | 2010-12-20 | — | ES JH | Closed |  | 模块
EC4499 |  | Test corner |  |  | SH Lab | 85#5F-Battery test lab | III | 2010-12-28 | — | ES JH | Closed |  | 电池试验测试角
EC4500 |  | Test corner |  |  | SH Lab | 86#2F-Power supply test lab | III | 2010-12-28 | — | ES LWF | Closed |  | 测试角
EC4501 |  | EMI test receiver | ESCI7 | 100796 | SH Lab | 86#6F-FAC-Full anechoic chamber test lab | I | 2020-10-21 | 2021-10-20 | SIMT | Closed |  | EMI测试接收机
EC4505 |  | Test corner |  |  | SH Lab | 85#5F-Battery test lab | III | 2010-12-28 | — | ES JH | Closed |  | 电池试验测试角
EC4506 |  | Apparatus for cell vent test |  |  | SH Lab | 85#5F-Battery test lab | I | 2020-05-13 | 2021-05-12 | SIMT | Closed |  | 电芯泄压阀测试设备
EC4508 | 1 | humidity sensor | PCMINI52 |  | SH Lab | Hangzhou test lab | I | 2020-05-06 | 2021-05-05 | SIMT | Closed |  | 湿度传感器
EC4508 | 2 | humidity sensor |  |  | SH Lab | 86#3F-Cooking & HVAC test lab | I | 2020-05-06 | 2021-05-05 | SIMT | Closed |  | 湿度传感器
EC4508 | 3 | humidity sensor |  |  | SH Lab | 86#3F-Cooking & HVAC test lab | I | 2020-05-06 | 2021-05-05 | SIMT | Closed |  | 湿度传感器
EC4508 | 4 | humidity sensor |  |  | SH Lab | 86#3F-Cooking & HVAC test lab | I | 2020-05-06 | 2021-05-05 | SIMT | Closed |  | 湿度传感器
EC4510 |  | Electronic Load | 15V, 100mA |  | SH Lab | 51#7F-PPT test lab | I | 2020-07-10 | 2021-07-09 | JSMI | Closed |  | 电子负载(电池检测设备）
EC4510 | 1 | Electronic Load | 15V, 100mA |  | SH Lab | 51#7F-PPT test lab | I | 2020-07-10 | 2021-07-09 | SQI | Closed |  | 电子负载
EC4511 | 1 | Electronic Load | 5V, 6A |  | SH Lab | 51#7F-PPT test lab | I | 2020-07-10 | 2021-07-09 | JSMI | Closed | 外加一台联网用的中位机 | 电子负载
EC4516 |  | ISO 9241-307 Surounding light source | VESA-1 | 346 | SH Lab | 86#2F-TCO test lab | III | 2011-01-19 | — | ES JH | Closed |  | ISO 9241-307 环境光源
EC4517 | 1 | infrared spectrometer | HAAS-2000 800-1650nm |  | SH Lab | 85#5F-ACCE & LUM test lab | III | 2012-01-12 | — | ES JH | Closed |  | 红外光谱仪HAAS-2000 800-1650nm
EC4517 | 2 | illuminometer | UV2000Z 380-3000nm |  | SH Lab | 85#5F-ACCE & LUM test lab | I | 2020-06-03 | 2021-06-02 | NIM | Closed |  | 照度计UV2000Z 380-3000nm
EC4517 | 3 | illuminometer | UV2000Z 780-3000nm |  | SH Lab | 85#5F-ACCE & LUM test lab | I | 2020-06-03 | 2021-06-02 | NIM | Closed |  | 照度计UV2000Z 780-3000nm
EC4518 |  | simpson 228 | 228 | 10-866030 | SH Lab | 86#4F-Multimedia test lab | I | 2020-04-05 | 2021-04-04 | JSMI | Calibrating |  | simpson 228
EC4519 |  | spherical probe |  |  | SH Lab | 86#3F-Construction test lab (Ⅱ) | II | 2021-02-16 | 2022-02-15 | ES AW | Closed | Emergency, CNAS AUDIT with. | 球形试验指
EC4520 | 1 | Polyethylene disks |  |  | SH Lab | 86#3F-3F Power distribution room | II | 2021-02-16 | 2022-02-15 | ES AW | Closed | Emergency, CNAS AUDIT with. | 聚乙烯圆盘
EC4520 | 10 | Polyethylene disks |  |  | SH Lab | 86#3F-3F Power distribution room | II | 2021-02-16 | 2022-02-15 | ES AW | Closed | Emergency, CNAS AUDIT with. | 聚乙烯圆盘
EC4520 | 11 | Polyethylene disks |  |  | SH Lab | 86#3F-3F Power distribution room | II | 2021-02-16 | 2022-02-15 | ES AW | Closed | Emergency, CNAS AUDIT with. | 聚乙烯圆盘
EC4520 | 12 | Polyethylene disks |  |  | SH Lab | 86#3F-3F Power distribution room | II | 2021-02-16 | 2022-02-15 | ES AW | Closed | Emergency, CNAS AUDIT with. | 聚乙烯圆盘
EC4520 | 13 | Polyethylene disks |  |  | SH Lab | 86#3F-3F Power distribution room | II | 2021-02-16 | 2022-02-15 | ES AW | Closed | Emergency, CNAS AUDIT with. | 聚乙烯圆盘
EC4520 | 14 | Polyethylene disks |  |  | SH Lab | 86#3F-3F Power distribution room | II | 2021-02-16 | 2022-02-15 | ES AW | Closed | Emergency, CNAS AUDIT with. | 聚乙烯圆盘
EC4520 | 15 | Polyethylene disks |  |  | SH Lab | 86#3F-3F Power distribution room | II | 2021-02-16 | 2022-02-15 | ES AW | Closed | Emergency, CNAS AUDIT with. | 聚乙烯圆盘
EC4520 | 16 | Polyethylene disks |  |  | SH Lab | 86#3F-3F Power distribution room | II | 2021-02-16 | 2022-02-15 | ES AW | Closed | Emergency, CNAS AUDIT with. | 聚乙烯圆盘
EC4520 | 17 | Polyethylene disks |  |  | SH Lab | 86#3F-3F Power distribution room | II | 2021-02-16 | 2022-02-15 | ES AW | Closed | Emergency, CNAS AUDIT with. | 聚乙烯圆盘
EC4520 | 18 | Polyethylene disks |  |  | SH Lab | 86#3F-3F Power distribution room | II | 2021-02-16 | 2022-02-15 | ES AW | Closed | Emergency, CNAS AUDIT with. | 聚乙烯圆盘
EC4520 | 19 | Polyethylene disks |  |  | SH Lab | 86#3F-3F Power distribution room | II | 2021-02-16 | 2022-02-15 | ES AW | Closed | Emergency, CNAS AUDIT with. | 聚乙烯圆盘
EC4520 | 2 | Polyethylene disks |  |  | SH Lab | 86#3F-3F Power distribution room | II | 2021-02-16 | 2022-02-15 | ES AW | Closed | Emergency, CNAS AUDIT with. | 聚乙烯圆盘
EC4520 | 20 | Polyethylene disks |  |  | SH Lab | 86#3F-Cooking & HVAC test lab | II | 2021-02-16 | 2022-02-15 | ES AW | Closed | Emergency, CNAS AUDIT with. | 聚乙烯圆盘
EC4520 | 3 | Polyethylene disks |  |  | SH Lab | 86#3F-3F Power distribution room | II | 2021-02-16 | 2022-02-15 | ES AW | Closed | Emergency, CNAS AUDIT with. | 聚乙烯圆盘
EC4520 | 4 | Polyethylene disks |  |  | SH Lab | 86#3F-3F Power distribution room | II | 2021-02-16 | 2022-02-15 | ES AW | Closed | Emergency, CNAS AUDIT with. | 聚乙烯圆盘
EC4520 | 5 | Polyethylene disks |  |  | SH Lab | 86#3F-3F Power distribution room | II | 2021-02-16 | 2022-02-15 | ES AW | Closed | Emergency, CNAS AUDIT with. | 聚乙烯圆盘
EC4520 | 6 | Polyethylene disks |  |  | SH Lab | 86#3F-3F Power distribution room | II | 2021-02-16 | 2022-02-15 | ES AW | Closed | Emergency, CNAS AUDIT with. | 聚乙烯圆盘
EC4520 | 7 | Polyethylene disks |  |  | SH Lab | 86#3F-3F Power distribution room | II | 2021-02-16 | 2022-02-15 | ES AW | Closed | Emergency, CNAS AUDIT with. | 聚乙烯圆盘
EC4520 | 8 | Polyethylene disks |  |  | SH Lab | 86#3F-3F Power distribution room | II | 2021-02-16 | 2022-02-15 | ES AW | Closed | Emergency, CNAS AUDIT with. | 聚乙烯圆盘
EC4520 | 9 | Polyethylene disks |  |  | SH Lab | 86#3F-Home appliance test lab | II | 2021-02-16 | 2022-02-15 | ES AW | Closed | Emergency, CNAS AUDIT with. | 聚乙烯圆盘
EC4521 |  | straight rod |  |  | SH Lab | 86#3F-Construction test lab (Ⅱ) | II | 2021-02-16 | 2022-02-15 | ES AW | Closed | Emergency, CNAS audit with. | 测试杆
EC4523 |  | 60601-2-10 testing load |  |  | SH Lab | 86#1F-General test lab | II | 2021-04-11 | 2022-04-10 | ES AW | Closed |  | 60601-2-10 测试负载
EC4524 |  | Arrangement for checking damage to conductors |  |  | SH Lab | 85#5F-ACCE & LUM test lab | II | 2020-05-08 | 2021-05-07 | ES AW | Closed | 因之前设备使用情况有限，现需改进设备增加设备测试范畴 | 接线端子导线安全性测试设备
EC4525 |  | Temperature apparatus for rangehoods |  |  | SH Lab | 86#3F-Heating & motor test lab | III | 2011-05-18 | — | ES LWF | Closed | Urgent need for CNAS Audit and testing | 抽油烟机测试装置
EC4525 | 1 | Temperature apparatus for rangehoods |  |  | SH Lab | 86#3F-Cooking & HVAC test lab | III | 2011-05-18 | — | ES LWF | Closed | Urgent need for CNAS Audit and testing | 抽油烟机测试装置-锅子
EC4525 | 2 | Temperature apparatus for rangehoods |  |  | SH Lab | 86#3F-Cooking & HVAC test lab | III | 2011-05-18 | — | ES LWF | Closed | Urgent need for CNAS Audit and testing | 抽油烟机测试装置-锅子
EC4525 | 3 | Temperature apparatus for rangehoods |  |  | SH Lab | 86#3F-Cooking & HVAC test lab | III | 2011-05-18 | — | ES LWF | Closed | Urgent need for CNAS Audit and testing | 抽油烟机测试装置-锅子
EC4525 | 4 | Temperature apparatus for rangehoods |  |  | SH Lab | 86#3F-Cooking & HVAC test lab | III | 2011-05-18 | — | ES LWF | Closed | Urgent need for CNAS Audit and testing | 抽油烟机测试装置-锅子
EC4525 | 5 | Temperature apparatus for rangehoods |  |  | SH Lab | 86#3F-Cooking & HVAC test lab | III | 2011-05-18 | — | ES LWF | Closed | Urgent need for CNAS Audit and testing | 抽油烟机测试装置-锅子
EC4525 | 6 | Temperature apparatus for rangehoods |  |  | SH Lab | 86#3F-Cooking & HVAC test lab | III | 2011-05-18 | — | ES LWF | Closed | Urgent need for CNAS Audit and testing | 抽油烟机测试装置-锅子
EC4526 |  | Balance scale | TCS-15 | 201000226 | SH Lab | 86#2F-Power supply test lab | I | 2020-05-14 | 2021-05-13 | JSMI | Closed |  | 天平秤
EC4531 |  | Flexing machine |  |  | SH Lab | 86#1F-General test lab | II | 2020-05-08 | 2021-05-07 | ES AW | Closed |  | 弯折机
EC4533 |  | Digital transformer | 3284 |  | SH Lab | 86#2F-Power supply test lab | I | 2020-05-06 | 2021-05-05 | SIMT | Closed |  | 数字互感器
EC4534 |  | Digital Multimeter | f287 |  | SH Lab | 86#2F-Power supply test lab | II | 2021-04-08 | 2022-04-07 | EC JZ | Closed |  | 数字万用表
EC4536 | 1 | weight 5kg (M2) |  |  | SH Lab | 86#1F-Tools & machinery test lab | III | 2016-04-11 | — | ES CZ | Closed |  | 砝码 5kg （M2）
EC4536 | 10 | weight 5kg (M2) |  |  | SH Lab | 86#1F-Tools & machinery test lab | III | 2016-04-11 | — | ES CZ | Closed |  | 砝码 5kg （M2）
EC4536 | 11 | weight 5kg (M2) |  |  | SH Lab | 86#1F-Tools & machinery test lab | III | 2016-04-11 | — | ES CZ | Closed |  | 砝码 5kg （M2）
EC4536 | 12 | weight 5kg (M2) |  |  | SH Lab | 86#1F-Tools & machinery test lab | III | 2016-04-11 | — | ES CZ | Closed |  | 砝码 5kg （M2）
EC4536 | 13 | weight 5kg (M2) |  |  | SH Lab | 86#1F-Tools & machinery test lab | III | 2016-04-11 | — | ES CZ | Closed |  | 砝码 5kg （M2）
EC4536 | 14 | weight 5kg (M2) |  |  | SH Lab | 86#1F-Tools & machinery test lab | III | 2016-04-11 | — | ES CZ | Closed |  | 砝码 5kg （M2）
EC4536 | 15 | weight 5kg (M2) |  |  | SH Lab | 86#1F-Tools & machinery test lab | III | 2016-04-11 | — | ES CZ | Closed |  | 砝码 5kg （M2）
EC4536 | 16 | weight 5kg (M2) |  |  | SH Lab | 86#1F-Tools & machinery test lab | III | 2016-04-11 | — | ES CZ | Closed |  | 砝码 5kg （M2）
EC4536 | 17 | weight 5kg (M2) |  |  | SH Lab | 86#1F-Tools & machinery test lab | III | 2016-04-11 | — | ES CZ | Closed |  | 砝码 5kg （M2）
EC4536 | 18 | weight 5kg (M2) |  |  | SH Lab | 86#1F-Tools & machinery test lab | III | 2016-04-11 | — | ES CZ | Closed |  | 砝码 5kg （M2）
EC4536 | 19 | weight 5kg (M2) |  |  | SH Lab | 86#1F-Tools & machinery test lab | III | 2016-04-11 | — | ES CZ | Closed |  | 砝码 5kg （M2）
EC4536 | 2 | weight 5kg (M2) |  |  | SH Lab | 86#1F-Tools & machinery test lab | III | 2016-04-11 | — | ES CZ | Closed |  | 砝码 5kg （M2）
EC4536 | 20 | weight 5kg (M2) |  |  | SH Lab | 86#1F-Tools & machinery test lab | III | 2016-04-11 | — | ES CZ | Closed |  | 砝码 5kg （M2）
EC4536 | 21 | weight 5kg (M2) |  |  | SH Lab | 86#1F-Tools & machinery test lab | III | 2016-04-11 | — | ES CZ | Closed |  | 砝码 5kg （M2）
EC4536 | 22 | weight 5kg (M2) |  |  | SH Lab | 86#1F-Tools & machinery test lab | III | 2016-04-11 | — | ES CZ | Closed |  | 砝码 5kg （M2）
EC4536 | 23 | weight 5kg (M2) |  |  | SH Lab | 86#1F-Tools & machinery test lab | III | 2016-04-11 | — | ES CZ | Closed |  | 砝码 5kg （M2）
EC4536 | 24 | weight 5kg (M2) |  |  | SH Lab | 86#1F-Tools & machinery test lab | III | 2016-04-11 | — | ES CZ | Closed |  | 砝码 5kg （M2）
EC4536 | 25 | weight 5kg (M2) |  |  | SH Lab | 86#1F-Tools & machinery test lab | III | 2016-04-11 | — | ES CZ | Closed |  | 砝码 5kg （M2）
EC4536 | 3 | weight 5kg (M2) |  |  | SH Lab | 86#1F-Tools & machinery test lab | III | 2016-04-11 | — | ES CZ | Closed |  | 砝码 5kg （M2）
EC4536 | 4 | weight 5kg (M2) |  |  | SH Lab | 86#1F-Tools & machinery test lab | III | 2016-04-11 | — | ES CZ | Closed |  | 砝码 5kg （M2）
EC4536 | 5 | weight 5kg (M2) |  |  | SH Lab | 86#1F-Tools & machinery test lab | III | 2016-04-11 | — | ES CZ | Closed |  | 砝码 5kg （M2）
EC4536 | 6 | weight 5kg (M2) |  |  | SH Lab | 86#1F-Tools & machinery test lab | III | 2016-04-11 | — | ES CZ | Closed |  | 砝码 5kg （M2）
EC4536 | 7 | weight 5kg (M2) |  |  | SH Lab | 86#1F-Tools & machinery test lab | III | 2016-04-11 | — | ES CZ | Closed |  | 砝码 5kg （M2）
EC4536 | 8 | weight 5kg (M2) |  |  | SH Lab | 86#1F-Tools & machinery test lab | III | 2016-04-11 | — | ES CZ | Closed |  | 砝码 5kg （M2）
EC4536 | 9 | weight 5kg (M2) |  |  | SH Lab | 86#1F-Tools & machinery test lab | III | 2016-04-11 | — | ES CZ | Closed |  | 砝码 5kg （M2）
EC4537 | 1 | WEUGHT 5KG (M3) |  |  | SH Lab | 51#7F-PPT test lab | III | 2016-04-11 | — | ES HG | Closed |  | 砝码 5kg (m3)
EC4537 | 10 | WEUGHT 5KG (M3) |  |  | SH Lab | 51#7F-PPT test lab | III | 2016-04-11 | — | ES HG | Closed |  | 砝码 5kg (m3)
EC4537 | 11 | WEUGHT 5KG (M3) |  |  | SH Lab | 51#7F-PPT test lab | III | 2016-04-11 | — | ES HG | Closed |  | 砝码 5kg (m3)
EC4537 | 12 | WEUGHT 5KG (M3) |  |  | SH Lab | 51#7F-PPT test lab | III | 2016-04-11 | — | ES HG | Closed |  | 砝码 5kg (m3)
EC4537 | 13 | WEUGHT 5KG (M3) |  |  | SH Lab | 51#7F-PPT test lab | III | 2016-04-11 | — | ES HG | Closed |  | 砝码 5kg (m3)
EC4537 | 14 | WEUGHT 5KG (M3) |  |  | SH Lab | 51#7F-PPT test lab | III | 2016-04-11 | — | ES HG | Closed |  | 砝码 5kg (m3)
EC4537 | 15 | WEUGHT 5KG (M3) |  |  | SH Lab | 51#7F-PPT test lab | III | 2016-04-11 | — | ES HG | Closed |  | 砝码 5kg (m3)
EC4537 | 16 | WEUGHT 5KG (M3) |  |  | SH Lab | 51#7F-PPT test lab | III | 2016-04-11 | — | ES HG | Closed |  | 砝码 5kg (m3)
EC4537 | 17 | WEUGHT 5KG (M3) |  |  | SH Lab | 51#7F-PPT test lab | III | 2016-04-11 | — | ES HG | Closed |  | 砝码 5kg (m3)
EC4537 | 18 | WEUGHT 5KG (M3) |  |  | SH Lab | 51#7F-PPT test lab | III | 2016-04-11 | — | ES HG | Closed |  | 砝码 5kg (m3)
EC4537 | 19 | WEUGHT 5KG (M3) |  |  | SH Lab | 51#7F-PPT test lab | III | 2016-04-11 | — | ES HG | Closed |  | 砝码 5kg (m3)
EC4537 | 2 | WEUGHT 5KG (M3) |  |  | SH Lab | 51#7F-PPT test lab | III | 2016-04-11 | — | ES HG | Closed |  | 砝码 5kg (m3)
EC4537 | 20 | WEUGHT 5KG (M3) |  |  | SH Lab | 51#7F-PPT test lab | III | 2016-04-11 | — | ES HG | Closed |  | 砝码 5kg (m3)
EC4537 | 21 | WEUGHT 5KG (M3) |  |  | SH Lab | 51#7F-PPT test lab | III | 2016-04-11 | — | ES HG | Closed |  | 砝码 5kg (m3)
EC4537 | 22 | WEUGHT 5KG (M3) |  |  | SH Lab | 51#7F-PPT test lab | III | 2016-04-11 | — | ES HG | Closed |  | 砝码 5kg (m3)
EC4537 | 23 | WEUGHT 5KG (M3) |  |  | SH Lab | 51#7F-PPT test lab | III | 2016-04-11 | — | ES HG | Closed |  | 砝码 5kg (m3)
EC4537 | 24 | WEUGHT 5KG (M3) |  |  | SH Lab | 51#7F-PPT test lab | III | 2016-04-11 | — | ES HG | Closed |  | 砝码 5kg (m3)
EC4537 | 25 | WEUGHT 5KG (M3) |  |  | SH Lab | 51#7F-PPT test lab | III | 2016-04-11 | — | ES HG | Closed |  | 砝码 5kg (m3)
EC4537 | 3 | WEUGHT 5KG (M3) |  |  | SH Lab | 51#7F-PPT test lab | III | 2016-04-11 | — | ES HG | Closed |  | 砝码 5kg (m3)
EC4537 | 4 | WEUGHT 5KG (M3) |  |  | SH Lab | 51#7F-PPT test lab | III | 2016-04-11 | — | ES HG | Closed |  | 砝码 5kg (m3)
EC4537 | 5 | WEUGHT 5KG (M3) |  |  | SH Lab | 51#7F-PPT test lab | III | 2016-04-11 | — | ES HG | Closed |  | 砝码 5kg (m3)
EC4537 | 6 | WEUGHT 5KG (M3) |  |  | SH Lab | 51#7F-PPT test lab | III | 2016-04-11 | — | ES HG | Closed |  | 砝码 5kg (m3)
EC4537 | 7 | WEUGHT 5KG (M3) |  |  | SH Lab | 51#7F-PPT test lab | III | 2016-04-11 | — | ES HG | Closed |  | 砝码 5kg (m3)
EC4537 | 8 | WEUGHT 5KG (M3) |  |  | SH Lab | 51#7F-PPT test lab | III | 2016-04-11 | — | ES HG | Closed |  | 砝码 5kg (m3)
EC4537 | 9 | WEUGHT 5KG (M3) |  |  | SH Lab | 51#7F-PPT test lab | III | 2016-04-11 | — | ES HG | Closed |  | 砝码 5kg (m3)
EC4539 |  | DC power source | 60V/120A | 2011004009 | SH Lab | 86#1F-Tools & machinery test lab | I | 2020-05-14 | 2021-05-13 | JSMI | Closed |  | 直流电源
EC4540 |  | DC load |  |  | SH Lab | 86#4F-Multimedia test lab | I | 2020-04-13 | 2021-04-12 | JSMI | Calibrating |  | 直流负载
EC4541 |  | DC power source |  |  | SH Lab | 86#4F-Multimedia test lab | I | 2020-05-14 | 2021-05-13 | JSMI | Closed |  | 直流电源
EC4542 |  | Fixture for Thermocouple |  |  | SH Lab | 51#7F-PPT test lab | III | 2011-04-22 | — | ES LWF | Closed |  | 热电偶支架
EC4543 |  | Fixture for Thermocouple |  |  | SH Lab | 51#7F-PPT test lab | III | 2011-04-22 | — | ES LWF | Closed |  | 热电偶支架
EC4549 |  | Temperature and Humidity Recorder | ZJ1-2B | 201102073 | SH Lab | 51#7F-PPT test lab | I | 2020-06-03 | 2021-06-02 | JSMI | Closed | ZJ1-2B | 温湿度记录仪
EC4553 |  | AC/DC digital power meter | 760401-H/C2/HRM | 91L242734 | SH Lab | 51#7F-LUM test lab | I | 2020-07-17 | 2021-07-16 | JSMI | Closed |  | 数字功率表
EC4554 |  | Iron solleplate temperature testing base |  |  | SH Lab | 51#7F-PPT test lab | III | 2011-05-26 | — | ES LWF | Closed |  | 电熨斗底板温度测试底座
EC4555 |  | Brush-cutters and grass-trimmer--Cutting attachment guard strength |  |  | SH Lab | 86#1F-Environment test lab | III | 2011-05-04 | — | ES LWF | Closed |  | 割灌机护罩冲击设备
EC4557 |  | Metal cylinder |  |  | SH Lab | 51#7F-CM test lab | II | 2020-05-25 | 2021-05-24 | EC JZ | Closed |  | 金属圆柱
EC4558 |  | Metal cylinder |  |  | SH Lab | 51#7F-CM test lab | II | 2020-05-25 | 2021-05-24 | EC JZ | Closed |  | 金属圆柱
EC4559 |  | Test Gauge |  |  | SH Lab | 85#5F-ACCE & LUM test lab | II | 2020-05-25 | 2021-05-24 | ES AW | Closed | This test gauge, is a part of the EC4085 equipment. | 测试量块
EC4570 |  | Callipers | 0-200mm | 10070363 | SH Lab | 51#7F-PPT test lab | I | 2020-06-02 | 2021-06-01 | JSMI | Closed |  | 数显卡尺
EC4571 |  | Probe (European std) |  |  | SH Lab | 86#1F-Garden tools test lab (Ⅰ) | II | 2020-05-09 | 2021-05-08 | EC JZ | Closed |  | 欧标触指
EC4572 |  | Test Probe 11 |  |  | SH Lab | 86#1F-Tools & machinery test lab | II | 2020-05-09 | 2021-05-08 | EC JZ | Closed |  | 无关节触指
EC4575 |  | Height caliper |  | WY-409 | SH Lab | 86#2F-TCO test lab | I | 2020-04-29 | 2021-04-28 | JSMI | Calibrating |  | 高度游标卡尺
EC4578 |  | AC/DC digital power meter | 8716CT | 871009617 | SH Lab | 51#7F-PPT test lab | II | 2020-06-08 | 2021-06-07 | EC JK | Closed | 青智QingZhi 8716CT | 交直数字电参数仪
EC4579 |  | AC/DC digital power meter | 8716CT | 871009616 | SH Lab | 51#7F-PPT test lab | II | 2020-05-25 | 2021-05-24 | EC JK | Closed | 青智QingZhi 8716CT | 交直数字电参数仪
EC4580 |  | AC/DC digital power meter | 8716CT | 871009619 | SH Lab | 51#7F-PPT test lab | II | 2020-05-25 | 2021-05-24 | EC JK | Closed | 青智QingZhi 8716CT | 交直数字电参数仪
EC4581 |  | AC/DC digital power meter | 8716CT |  | SH Lab | 51#7F-PPT test lab | II | 2020-05-25 | 2021-05-24 | EC JK | Closed | 青智QingZhi 8716CT | 交直数字电参数仪
EC4584 |  | aluminium plate |  |  | SH Lab | 86#2F-Garden tools test lab (Ⅱ) | III | 2011-05-30 | — | ES LWF | Closed | 需要做成可折叠式，见附件 | 铝板
EC4588 |  | Torque Screw Driver | N30LTDK | 10H022 | SH Lab | 86#1F-Tools & machinery test lab | I | 2020-11-04 | 2021-11-03 | JSMI | Closed |  | 扭矩螺丝刀
EC4589 |  | Hi pot tester | ZHZ8-1KVA-5KVA | N00513 | SH Lab | 86#2F-MD test lab | I | 2020-06-09 | 2021-06-08 | JSMI | Closed |  | 耐压仪
EC4590 |  | AC frequency converter | AFC-31030 |  | SH Lab | 51#7F-PPT test lab | III | 2011-06-17 | — | ES JH | Closed | 艾普斯AFC | 变频电源
EC4592 |  | isolation transformer | 10KVA |  | SH Lab | 51#7F-PPT test lab | III | 2011-06-28 | — | ES JH | Closed |  | 隔离变压器
EC4594 |  | Ambient Temperature and Humidity Tester | ZJ1-2B | 201103134 | SH Lab | 51#7F-PPT test lab | I | 2020-08-19 | 2021-08-18 | JSMI | Closed |  | 环境温度湿度计
EC4595 |  | For U.S.A AC leakage current testing | Simpson 229-2 |  | SH Lab | 51#7F-PPT test lab | I | 2020-07-20 | 2021-07-19 | SQI | Closed | Manufacturer:Simpson | 交流泄漏电流测试仪
EC4597 |  | Data Acquisition/Switch Unit | 34970A | MY44068405 | SH Lab | 51#7F-PPT test lab | II | 2020-06-16 | 2021-06-15 | ES AW | Closed | Agilent BenchLink Data Logger 3版本4.2.00 | 数据采集仪
EC4598 |  | oscilloscope | 4034B | C010473 | SH Lab | 86#2F-Power supply test lab | I | 2020-06-05 | 2021-06-04 | JSMI | Closed | 4个标配探头1~4 | 示波器
EC4599 |  | Data acquisition/switch unit | 34970A | MY44060974 | SH Lab | 85#5F-Battery test lab | II | 2020-06-16 | 2021-06-15 | ES AW | Closed | Agilent BenchLink Data Logger 3版本4.2.00 | 数据采集仪
EC4599 | 1 | thermal coupler module | 34901A | MY41132700 | SH Lab | 86#2F-Power supply test lab | III | 2011-06-20 | — | ES AW | Closed | 配置5块模板 | 测试模块
EC4599 | 2 | thermal coupler module | 34901A | MY41132576 | SH Lab | 51#7F-LUM test lab | III | 2011-06-20 | — | ES AW | Closed | 配置5块模板 | 测试模块
EC4600 |  | Data acquisition/switch unit | 34970A | MY44062255 | SH Lab | 85#5F-Battery test lab | II | 2020-06-16 | 2021-06-15 | ES AW | Closed | Agilent BenchLink Data Logger 3版本4.2.00 | 数据采集仪
EC4600 | 1 | thermal coupler module | 34901A | MY41132644 | SH Lab | 86#2F-Power supply test lab | III | 2011-06-16 | — | ES AW | Closed | 配置5块模板 | 测试模块
EC4600 | 2 | thermal coupler module | 34901A | MY41132625 | SH Lab | 86#2F-Power supply test lab | III | 2011-06-20 | — | ES AW | Closed | 配置5块模板 | 测试模块
EC4600 | 3 | thermal coupler module | 34901A | MY41132709 | SH Lab | 86#2F-Power supply test lab | III | 2011-06-20 | — | ES AW | Closed | 配置5块模板 | 测试模块
EC4601 |  | Current Clamp Meter A621 | A621 |  | SH Lab | 86#2F-Power supply test lab | I | 2020-06-10 | 2021-06-09 | SIMT | Closed |  | 电流钳形表
EC4602 |  | High Voltage Probe | P6015A | C064815 | SH Lab | 86#2F-Power supply test lab | I | 2020-06-10 | 2021-06-09 | SIMT | Closed |  | 高压探头
EC4603 |  | transformer | 10KVA |  | SH Lab | 51#7F-PPT test lab | III | 2011-06-30 | — | ES JH | Closed |  | 调压器
EC4604 |  | Current Clamp Meter A622 | A622 | 70888303 | SH Lab | 86#2F-Power supply test lab | I | 2020-06-10 | 2021-06-09 | SIMT | Closed |  | 电流钳形表
EC4605 |  | Differential Probe P5200 | p5200 | C031064 | SH Lab | 86#2F-Power supply test lab | I | 2020-06-10 | 2021-06-09 | SIMT | Closed |  | 差分探头
EC4607 |  | Test probe |  |  | SH Lab | 86#1F-General test lab | II | 2020-06-22 | 2021-06-21 | EC JZ | Closed |  | 3-14岁试验探棒
EC4608 |  | Test probe |  |  | SH Lab | 86#1F-General test lab | II | 2020-06-22 | 2021-06-21 | EC JZ | Closed |  | 14岁以上试验探棒
EC4609 |  | Programmable AC source | 6430 | 643000000993 | SH Lab | 85#5F-ACCE & LUM test lab | I | 2020-07-10 | 2021-07-09 | SQI | Closed |  | 可编程交流电源
EC4610 |  | transformer | 10KVA |  | SH Lab | 51#7F-PPT test lab | III | 2011-06-30 | — | ES JH | Closed |  | 调压器
EC4611 |  | transformer | 10KVA |  | SH Lab | 51#7F-PPT test lab | III | 2011-06-30 | — | ES JH | Closed |  | 调压器
EC4612 |  | transformer | 10KVA |  | SH Lab | 51#7F-PPT test lab | III | 2011-06-30 | — | ES JH | Closed |  | 调压器
EC4615 |  | Air compressor |  |  | SH Lab | 51#7F-PPT test lab | III | 2011-07-04 | — | ES LWF | Closed | 标配储气罐 | 空压机
EC4616 |  | AC/DC digital power meter | WT210 760401 | 91L526832 | SH Lab | 51#7F-PPT test lab | I | 2020-08-18 | 2021-08-17 | JSMI | Closed | WT210, 积分功能、串口输出和总谐波失真测量模块 | 高精度数字功率表
EC4617 |  | ISTA Vibrostand |  |  | SH Lab | 51#7F-PPT test lab | I | 2020-12-23 | 2021-12-22 | JSMI | Closed |  | ISTA振动台
EC4618 |  | transformer | 10KV |  | SH Lab | 51#7F-PPT test lab | III | 2011-06-30 | — | ES JH | Closed |  | 调压器
EC4619 |  | Spring hammer |  |  | SH Lab | 86#3F-Construction test lab (Ⅱ) | I | 2020-08-18 | 2021-08-17 | STIEA | Closed |  | 冲击锤
EC4620 |  | Tonometer | YM-3 | 1615 | SH Lab | 86#4F-EMC Shielding room | I | 2020-09-17 | 2021-09-16 | SMMS | Closed |  | 气压表YM-3
EC4621 | 1 | steel ball |  |  | SH Lab | 86#3F-Home appliance test lab | II | 2020-07-16 | 2021-07-15 | EC JK | Closed |  | 钢球
EC4621 | 2 | steel ball |  |  | SH Lab | 86#3F-Home appliance test lab | II | 2020-07-16 | 2021-07-15 | EC JK | Closed |  | 钢球
EC4621 | 3 | steel ball |  |  | SH Lab | 86#3F-Home appliance test lab | II | 2020-07-16 | 2021-07-15 | EC JK | Closed |  | 钢球
EC4623 |  | ECG stimulation | medSim 300B | 1699014 | SH Lab | 51#7F-CM test lab | I | 2020-05-19 | 2021-05-18 | SIMT | Closed |  | 心电图模拟仪
EC4624 |  | HF analyser | QA-ES II | 200858 | SH Lab | 51#7F-CM test lab | I | 2020-10-22 | 2021-10-21 | NIM | Closed |  | 高频电刀分析仪
EC4625 |  | Adjustable stability test plateform |  |  | SH Lab | 51#7F-PPT test lab | III | 2011-07-21 | — | ES LWF | Closed | 同HA现有（可调角度/台面360°可旋转） | 可调稳定性测试台
EC4626 |  | Stability test platform |  |  | SH Lab | 51#7F-PPT test lab | II | 2020-07-21 | 2021-07-20 | EC JK | Closed | 同HA现有(大圆盘+支撑脚） | 稳定性测试台
EC4627 |  | Multimeter | F289 | 14290051 | SH Lab | 86#1F-Tools & machinery test lab | II | 2020-07-13 | 2021-07-12 | EC JZ | Closed |  | 万用表
EC4628 |  | milliohm meter | 3541 | 110525052 | SH Lab | 51#7F-PPT test lab | I | 2020-06-05 | 2021-06-04 | JSMI | Closed |  | 毫欧计
EC4629 |  | Temperature Recorder | 34970A | MY44062651 | SH Lab | 51#7F-PPT test lab | II | 2020-07-13 | 2021-07-12 | ES AW | Closed |  | 温度记录仪
EC4629 | 1 | thermal coupler module | 34901A | MY41142498 | SH Lab | 51#7F-CM test lab | III | 2011-08-11 | — | ES JH | Closed |  | 测试模块
EC4629 | 2 | thermal coupler module | 34901A | MY41142499 | SH Lab | 51#7F-CM test lab | III | 2011-08-11 | — | ES JH | Closed |  | 测试模块
EC4631 |  | IEC62493 test system | VDHH 9502 | VDHH 9502: 016 | SH Lab | 86#4F-EMC test lab | I | 2020-06-22 | 2021-06-21 | CEPREI | Closed |  | IEC6249 3测试系统
EC4632 |  | Test Corner |  |  | SH Lab | 51#7F-CM test lab | III | 2011-05-19 | — | ES LWF | Closed |  | 测试角
EC4633 |  | Test Corner |  |  | SH Lab | 51#7F-CM test lab | III | 2011-05-19 | — | ES LWF | Closed |  | 测试角
EC4634 |  | Test Corner |  |  | SH Lab | 51#7F-CM test lab | III | 2011-05-19 | — | ES LWF | Closed |  | 测试角
EC4635 |  | Test Corner |  |  | SH Lab | 51#7F-CM test lab | III | 2011-05-19 | — | ES LWF | Closed |  | 测试角
EC4636 |  | Test corner |  |  | SH Lab | 51#7F-PPT test lab | III | 2011-05-19 | — | ES LWF | Closed | according to EC3160 | 测试角
EC4637 |  | Test corner |  |  | SH Lab | 51#7F-PPT test lab | III | 2011-07-18 | — | ES LWF | Closed | according to EC3160 | 测试角
EC4638 |  | Test corner |  |  | SH Lab | 51#7F-PPT test lab | III | 2011-07-18 | — | ES LWF | Closed | according to EC3160 | 测试角
EC4639 |  | Test corner |  |  | SH Lab | 51#7F-PPT test lab | III | 2011-07-18 | — | ES LWF | Closed | according to EC3160 | 测试角
EC4641 |  | Digital Caliper | 0-200mm | 10080480 | SH Lab | 51#7F-LUM test lab | I | 2020-07-24 | 2021-07-23 | JSMI | Closed |  | 电子数显卡尺
EC4642 |  | Rheochord | BX8-21 |  | SH Lab | 51#7F-PPT test lab | III | 2011-07-20 | — | ES JH | Closed | 参考PS现有 | 滑线变阻器（200Ω-5KΩ，0.75-0.03A）
EC4643 |  | slide rheostat | BX7-22 |  | SH Lab | 86#4F-EMC Shielding room | III | 2011-07-20 | — | ES JH | Closed |  | 滑动变阻器（2×5A 20Ω 手摇式带防护罩）
EC4644 |  | slide rheostat | BX7-22 |  | SH Lab | 86#4F-EMC Shielding room | III | 2011-07-20 | — | ES JH | Closed |  | 滑动变阻器（2×5A 20Ω 手摇式带防护罩）
EC4645 |  | slide rheostat | BX7-14 |  | SH Lab | 86#4F-EMC Shielding room | III | 2011-07-20 | — | ES JH | Closed |  | 滑动变阻器（5A 20Ω 手推式带防护罩）
EC4646 |  | Iron solleplate temperature testing supporter |  |  | SH Lab | 51#7F-PPT test lab | III | 2011-08-01 | — | ES LWF | Closed |  | 电熨斗底板温度测试支撑脚
EC4647 |  | Iron solleplate temperature testing supporter |  |  | SH Lab | 51#7F-PPT test lab | III | 2011-08-01 | — | ES LWF | Closed |  | 电熨斗底板温度测试支撑脚
EC4648 |  | Iron solleplate temperature testing supporter |  |  | SH Lab | 51#7F-PPT test lab | III | 2011-08-01 | — | ES LWF | Closed |  | 电熨斗底板温度测试支撑脚
EC4649 |  | Iron solleplate temperature testing supporter |  |  | SH Lab | 51#7F-PPT test lab | III | 2011-08-01 | — | ES LWF | Closed |  | 电熨斗底板温度测试支撑脚
EC4650 |  | slide rheostat | BX8-12 10A 10Ω手摇式带防护罩 | 20110070125 | SH Lab | 86#4F-Multimedia test lab | III | 2011-07-27 | — | ES JH | Closed |  | 滑动变阻器
EC4651 |  | slide rheostat | BX8-12 10A 10Ω手摇式带防护罩 | 20110070126 | SH Lab | 86#4F-Multimedia test lab | III | 2011-07-27 | — | ES JH | Closed |  | 滑动变阻器
EC4652 |  | Rheochord | 2A 250Ω×2 |  | SH Lab | 51#7F-PPT test lab | III | 2011-08-02 | — | ES JH | Closed | 参考PS现有 | 滑线变阻器（2A 250Ω×2）
EC4653 |  | Rheochord | 2A 250Ω×2 |  | SH Lab | 51#7F-PPT test lab | III | 2011-08-02 | — | ES JH | Closed | 参考PS现有 | 滑线变阻器（2A 250Ω×2）
EC4654 |  | Rheochord | 2A 100Ω×2 |  | SH Lab | 51#7F-PPT test lab | III | 2011-08-02 | — | ES JH | Closed | 参考PS现有 | 滑线变阻器（2A 100Ω×2）
EC4658 |  | GPS模拟器 | GPS-A-10 | A10270 | SH Lab | 86#4F-EMC test lab | III | 2011-08-04 | — | SIMT | Closed | GPS时钟模拟器,模拟基带时钟信号 | GPS模拟器
EC4659 | 1 | Digital air pressure gauge | SHT15 |  | SH Lab | 51#7F-PPT test lab | I | 2021-01-29 | 2023-01-28 | JSMI | Closed |  | 数字大气压力计
EC4659 | 2 | Digital pressure meter | Dongch273 |  | SH Lab | 51#7F-PPT test lab | I | 2021-01-29 | 2023-01-28 | JSMI | Closed |  | 数字压力计
EC4659 | 3 | Digital electric parameter meter | ZW3414D | ZW10081184 | SH Lab | 51#7F-PPT test lab | II | 2020-08-08 | 2021-08-07 | EC JK | Closed |  | 数字电参数仪
EC4659 | 4 | air the funtion of air data equipment to test the load of dust receptacle |  |  | HA | 51#7F-PPT test lab | I | 2020-11-10 | 2022-11-09 | JSMI | Closed |  | 吸尘器吸尘能力测试
EC4661 |  | The measuring apparatus for PT brake-time |  |  | SH Lab | 86#1F-General test lab | I | 2020-09-18 | 2021-09-17 | SIMT | Closed |  | 电动工具制动时间测量设备
EC4663 |  | Portable Surface Roughness Tester | TR200 | 11796000007 | SH Lab | 51#7F-CM test lab | I | 2020-10-12 | 2021-10-11 | SIMT | Closed | Ra | 便携式表面粗糙度测试仪
EC4664 |  | Adjustable load cabinet | 250V/90A |  | SH Lab | 51#7F-PPT test lab | II | 2020-08-08 | 2021-08-07 | ES AW | Closed | 参考PS现有 | 负载柜
EC4666 |  | Push-pull scale | HF-100 | 1961061523751 | CN FAC | 86#4F-Calibration room | I | 2020-09-16 | 2021-09-15 | SIMT | Closed |  | 推拉力计
EC4667 |  | Data acquisition/switch unit | 34970A | MY44064816 | SH Lab | 86#1F-Tools & machinery test lab | II | 2020-08-11 | 2021-08-10 | ES AW | Closed | Agilent BenchLink Data Logger 3版本4.2.00 | 温度记录仪
EC4667 | 1 | module | 34901A | MY41143040 | SH Lab | 86#1F-General test lab | III | 2011-08-11 | — | ES JH | Closed |  | 模块
EC4667 | 2 | module | 34901A | MY41142510 | SH Lab | 86#1F-General test lab | III | 2011-08-11 | — | ES JH | Closed |  | 模块
EC4670 |  | Data Acquisition/Switch Unit | 34970A | MY44063876 | SH Lab | 86#4F-Multimedia test lab | II | 2020-08-15 | 2021-08-14 | ES AW | Closed | Agilent BenchLink Data Logger 3版本4.2.00 | 数据采集仪
EC4670 | 1 | module | 34901A | MY41141084 | SH Lab | 86#4F-Multimedia test lab | III | 2011-08-15 | — | ES JH | Closed | with 3 switch unit | 模块
EC4670 | 2 | module | 34901A | MY41139435 | SH Lab | 86#4F-Multimedia test lab | III | 2011-08-15 | — | ES JH | Closed | with 3 switch unit | 模块
EC4670 | 3 | module | 34901A | MY41139417 | SH Lab | 86#4F-Multimedia test lab | III | 2011-08-15 | — | ES JH | Closed | with 3 switch unit | 模块
EC4673 |  | AC power source | 15KVA | F311040113 | SH Lab | 86#2F-TCO test lab | III | 2011-09-14 | — | ES JH | Closed |  | AC 变频源
EC4674 |  | AC Power Source | 30KVA | F311070035 | SH Lab | 51#7F-CM test lab | III | 2011-11-02 | — | ES JH | Closed |  | 变频电源
EC4675 | 1 | weight |  |  | SH Lab | 86#1F-General test lab | II | 2020-08-16 | 2021-08-15 | EC JK | Closed |  | 砝码
EC4675 | 2 | weight |  |  | SH Lab | 86#1F-General test lab | II | 2020-08-16 | 2021-08-15 | EC JK | Closed |  | 砝码
EC4675 | 3 | weight |  |  | SH Lab | 86#1F-General test lab | II | 2020-08-16 | 2021-08-15 | EC JK | Closed |  | 砝码
EC4675 | 4 | weight |  |  | SH Lab | 86#1F-General test lab | II | 2020-08-16 | 2021-08-15 | EC JK | Closed |  | 砝码
EC4675 | 5 | weight |  |  | SH Lab | 86#1F-General test lab | II | 2020-08-16 | 2021-08-15 | EC JK | Closed |  | 砝码
EC4675 | 6 | weight |  |  | SH Lab | 86#1F-General test lab | II | 2020-08-16 | 2021-08-15 | EC JK | Closed |  | 砝码
EC4676 | 1 | DC load | Chroma 63630-80-60 | 636308000814 | SH Lab | 86#4F-Multimedia test lab | I | 2020-09-10 | 2021-09-09 | JSMI | Closed |  | 直流负载
EC4676 | 2 | DC load | Chroma 63630-80-60 | 636308000798 | SH Lab | 86#4F-Multimedia test lab | I | 2020-09-10 | 2021-09-09 | JSMI | Closed |  | 直流负载
EC4677 |  | AC constant power source | 5V/200A交流（可计时）稳流源 |  | SH Lab | 85#5F-ACCE & LUM test lab | I | 2020-11-05 | 2021-11-04 | SQI | Closed |  | 交流恒流源
EC4678 |  | variable transformer | 15KVA |  | SH Lab | 85#5F-ACCE & LUM test lab | III | 2011-09-03 | — | ES JH | Closed | EC3600为30A， 新调压器增加到40A | 调压器
EC4679 |  | variable transformer | 15KVA |  | SH Lab | 85#5F-ACCE & LUM test lab | III | 2011-09-03 | — | ES JH | Closed | EC3600为30A， 新调压器增加到40A | 调压器
EC4680 |  | Variable Transformer | 0-500V 可调15KVA |  | SH Lab | 85#5F-ACCE & LUM test lab | III | 2011-09-03 | — | ES JH | Closed |  | 调压器
EC4681 |  | Test corner |  |  | SH Lab | 85#5F-ACCE & LUM test lab | III | 2011-08-24 | — | ES LWF | Closed |  | 试验角
EC4682 |  | Test corner |  |  | SH Lab | 85#5F-ACCE & LUM test lab | III | 2011-08-24 | — | ES LWF | Closed |  | 试验角
EC4683 |  | STOPWATCH | SJ9-2II |  | SH Lab | 86#4F-Multimedia test lab | I | 2020-04-09 | 2021-04-08 | JSMI | Calibrating | / | 秒表
EC4684 |  | STOPWATCH | SJ9-2II |  | SH Lab | 51#7F-PPT test lab | I | 2020-08-31 | 2021-08-30 | JSMI | Closed | / | 秒表
EC4685 |  | slide rheostat | BX8D-4/7 20A 20Ω |  | SH Lab | 86#4F-Multimedia test lab | III | 2011-08-25 | — | ES AW | Closed |  | 滑动变阻器
EC4686 |  | slide rheostat | BX8D-4/7 20A 20Ω |  | SH Lab | 86#4F-Multimedia test lab | III | 2011-08-25 | — | ES AW | Closed |  | 滑动变阻器
EC4687 |  | Programmable DC Power Supply | 62075H-30 | 62075EA00101 | SH Lab | 51#7F-PPT test lab | III | 2011-12-13 | — | SIMT | Closed | 两台可以并联输出30V/500A | 可程控直流电源CHROMA 62075H-30，附加62000H系列GPIB控制介面
EC4688 |  | Programmable DC Power Supply | 62075H-30 | 62075EA00102 | SH Lab | 51#7F-PPT test lab | III | 2011-12-13 | — | SIMT | Closed | 两台可以并联输出30V/500A | 可程控直流电源CHROMA 62075H-30，附加62000H系列GPIB控制介面
EC4689 |  | RLC loader | ACLT-2202H | 93V002661 | SH Lab | 86#2F-Power supply test lab | III | 2011-11-07 | — | ES JH | Closed |  | RLC 孤岛负载
EC4690 |  | Calibration Oven | 9172 | B17373 | CN FAC | 86#4F-Calibration room | I | 2020-10-13 | 2021-10-12 | SIMT | Closed |  | 计量炉
EC4690 | 1 | Platinum Resistance | 5626 | 3026 | CN FAC | 86#4F-Calibration room | I | 2020-12-01 | 2021-11-30 | SIMT | Closed |  | 铂电阻
EC4691 |  | Calibration Oven | 9171 | B18545 | CN FAC | 86#4F-Calibration room | I | 2020-10-13 | 2021-10-12 | SIMT | Closed |  | 计量炉
EC4692 |  | Standard thermometer | 1551A | 1639019 | CN FAC | 86#4F-Calibration room | I | 2021-03-19 | 2022-03-18 | SIMT | Closed |  | 标准温度计
EC4693 |  | gauge |  |  | SH Lab | 85#5F-Gauge room | II | 2020-09-27 | 2021-09-26 | EC JK | Closed |  | 量规
EC4694 |  | gauge |  |  | SH Lab | 85#5F-Gauge room | II | 2020-09-27 | 2021-09-26 | EC JK | Closed |  | 量规
EC4695 |  | gauge |  |  | SH Lab | 85#5F-Gauge room | II | 2020-09-27 | 2021-09-26 | EC JK | Closed |  | 量规
EC4700 |  | Temperature and Humidity Recorder | S320TH | S320TH537Q | SH Lab | 85#5F-ACCE & LUM test lab | I | 2020-12-24 | 2021-12-23 | JSMI | Closed |  | 温湿度记录仪
EC4702 |  | Slide-Wire Resistor | BX8-22 | 20110908 | SH Lab | 85#5F-ACCE & LUM test lab | III | 2011-09-13 | — | ES JH | Closed |  | 滑线变阻器
EC4703 |  | Slide-Wire Resistor | BX8-22 | 20110908 | SH Lab | 85#5F-ACCE & LUM test lab | III | 2011-09-13 | — | ES JH | Closed |  | 滑线变阻器
EC4706 |  | surge generator | MIG0603IN1 | MIG0603IN1 S-R 1041 | SH Lab | 86#4F-EMC test lab | I | 2021-01-13 | 2022-01-12 | JSMI | Closed |  | 浪涌发生器
EC4707 |  | capacitor box |  |  | SH Lab | 51#7F-PPT test lab | III | 2011-09-16 | — | ES JH | Closed | 参考PS电容箱定制 | 电容箱
EC4708 |  | portable temperature recorder | GL820 | H10664525 | SH Medical | 86#4F-Multimedia test lab | II | 2020-10-20 | 2021-10-19 | ES AW | Closed |  | 便携式温度记录仪
EC4708 | 1 | module | B-538 | H10424607 | SH Lab | 51#7F-CM test lab | III | 2011-10-24 | — | ES AW | Closed |  | 测试模块
EC4708 | 2 | module | B-538 | H10539028 | SH Lab | 51#7F-CM test lab | III | 2011-10-24 | — | ES AW | Closed |  | 测试模块
EC4708 | 3 | module | B-538 | H10539029 | SH Lab | 51#7F-CM test lab | III | 2011-10-24 | — | ES AW | Closed |  | 测试模块
EC4713 |  | Horizontal and vertical burning test apparatus |  |  | SH Lab | 86#1F-Material test lab | I | 2020-06-15 | 2021-06-14 | SETRI | Closed | PO No.: HZ0337E (received date by HZ Lab: 2007-9-14) | 垂直水平燃烧装置
EC4713 | 1 | Pressure meter of U-type | (0~8)kPa |  | SH Lab | 86#1F-Material test lab | I | 2020-04-13 | 2021-04-12 | JSMI | Calibrating |  | U型液体压力计
EC4713 | 10 | Copper block for 50W |  |  | SH Lab | 86#1F-Material test lab | I | 2020-06-15 | 2021-06-14 | SETRI | Closed |  | Copper block for 50W
EC4713 | 11 | Copper block for 500W |  |  | SH Lab | 86#1F-Material test lab | I | 2020-06-15 | 2021-06-14 | SETRI | Closed |  | Copper block for 500W
EC4713 | 12 | Thermometer | DG01 | DG20080729 (配K-1) | SH Lab | Hangzhou test lab | III | 2008-09-23 | — | ES LLS | Closed |  | 火焰测温记录装置(配K型热电偶)
EC4713 | 3 | Temperature controller |  |  | SH Lab | Hangzhou test lab | III | 2008-09-23 | — | ES LLS | Closed |  | 温度控制器
EC4713 | 4 | 10mm Guage |  |  | SH Lab | 86#1F-Material test lab | I | 2020-06-15 | 2021-06-14 | SETRI | Closed |  | 量规
EC4713 | 5 | 50W Gauge of flame height |  |  | SH Lab | 86#1F-Material test lab | I | 2020-06-15 | 2021-06-14 | SETRI | Closed |  | 量规
EC4713 | 6 | Specimen support fixture |  |  | SH Lab | 86#1F-Material test lab | I | 2020-06-15 | 2021-06-14 | SETRI | Closed |  | Specimen support fixture
EC4713 | 7 | Timer |  |  | SH Lab | 86#4F-Calibration room | I | 2020-06-15 | 2021-06-14 | SETRI | Closed |  | Timer
EC4713 | 8 | 500W Gauge of flame height |  |  | SH Lab | 86#1F-Material test lab | I | 2020-06-15 | 2021-06-14 | SETRI | Closed |  | 500W 量规
EC4713 | 9 | Burner wing top |  |  | SH Lab | 86#1F-Material test lab | I | 2020-06-15 | 2021-06-14 | SETRI | Closed |  | Burner wing top
EC4714 |  | Slide-Wire Resistor | BX8-47 |  | SH Lab | 51#7F-CM test lab | III | 2011-09-26 | — | ES JH | Closed | / | 滑线变阻器
EC4715 |  | Slide-Wire Resistor | BX8-47 |  | SH Lab | 51#7F-CM test lab | III | 2011-09-26 | — | ES JH | Closed | / | 滑线变阻器
EC4716 |  | temperature and humidity chamber | SETH-Z-102U |  | SH Lab | 51#7F-PPT test lab | I | 2020-10-14 | 2021-10-13 | EC JZ | Closed | espec | 温湿度测试箱
EC4717 |  | low temperature chamber | SET-Z-102U |  | SH Lab | 51#7F-PPT test lab | I | 2019-10-14 | 2020-10-13 | JSMI | Calibrating | espec | 低温测试箱
EC4719 |  | digital multimeter | F287 | 17890167 | SH Lab | 51#7F-PPT test lab | II | 2020-09-29 | 2021-09-28 | EC JZ | Closed | FLUCK 287 | 万用表
EC4720 |  | digital multimeter | FLUCK 287 | 16560051 | SH Lab | 51#7F-PPT test lab | II | 2020-09-29 | 2021-09-28 | EC JZ | Closed | FLUCK 287 | 万用表
EC4722 |  | Data Acquisition/Switch Unit | 34970A | MY44064552 | SH ACCE | 85#5F-ACCE & LUM test lab | II | 2020-09-26 | 2021-09-25 | ES AW | Closed | Agilent BenchLink Data Logger 3版本4.2.00 | 数据采集仪
EC4722 | 1 | module | 34901A | MY41143424 | SH Lab | 85#5F-ACCE & LUM test lab | III | 2011-09-29 | — | ES AW | Closed |  | 模块
EC4722 | 2 | module | 34901A | MY41146183 | SH Lab | 85#5F-ACCE & LUM test lab | III | 2011-09-29 | — | ES AW | Closed | 原来MY41143346替换成MY41146183 | 模块
EC4723 |  | Data Acquisition/Switch Unit | 34970A | MY44061146 | SH ACCE | 85#5F-ACCE & LUM test lab | II | 2020-09-26 | 2021-09-25 | ES AW | Closed | Agilent BenchLink Data Logger 3版本4.2.00 | 数据采集仪
EC4723 | 1 | module | 34901A | MY41142517 | SH Lab | 85#5F-ACCE & LUM test lab | III | 2011-09-29 | — | ES AW | Closed |  | 模块
EC4723 | 2 | module | 34901A | MY41143354 | SH Lab | 85#5F-ACCE & LUM test lab | III | 2011-09-29 | — | ES AW | Closed |  | 模块
EC4724 |  | HP temperature rise board | 34901A | MY41141616 | SH Lab | 51#7F-CM test lab | III | 2011-09-29 | — | ES AW | Closed |  | HP 温升板
EC4725 |  | DC power source | 62024P-100-50 | 62024PB00400 | SH Lab | 86#4F-EMC test lab | I | 2020-09-10 | 2021-09-09 | JSMI | Closed |  | 直流电源
EC4726 |  | DC power source | 62024P-100-50 | 62024PB00399 | SH Lab | 86#4F-EMC test lab | I | 2020-09-10 | 2021-09-09 | JSMI | Closed |  | 直流电源
EC4727 |  | DC constant voltage/current power source | 62150H-600S | 62150EC00283 | SH Lab | 86#2F-Power supply test lab | I | 2020-10-14 | 2021-10-13 | JSMI | Closed |  | 直流可调电源
EC4728 |  | DC constant voltage/current power source | 62150H-600S | 62150EC00286 | SH Lab | 86#2F-Power supply test lab | I | 2021-03-14 | 2022-03-13 | JSMI | Closed |  | 直流可调电源
EC4729 |  | 3 phase electric instrument | 8960C1T | 891106912 | SH Lab | 51#7F-CM test lab | I | 2021-01-12 | 2022-01-11 | JSMI | Closed | / | 三相电参仪
EC4732 |  | Water leakage test appratus |  |  | SH Lab | 86#3F-3F Power distribution room | III | 2011-12-01 | — | ES LWF | Closed |  | 水泄漏测试装置
EC4733 |  | Test probe |  |  | SH Lab | 86#1F-General test lab | II | 2021-01-09 | 2022-01-08 | EC JK | Closed |  | 试验探棒
EC4734 |  | Oscilloscope (with differential probe) | DPO4034B | C010402 | SH Lab | 51#7F-LUM test lab | I | 2020-12-29 | 2021-12-28 | JSMI | Closed |  | 示波器
EC4734 | 1 | TPA-BNC | TPA-BNC | C018793 | SH Lab | 85#5F-ACCE & LUM test lab | III | 2011-10-19 | — | ES JH | Closed |  | 适配器
EC4735 |  | DIGITAL CLAMP METER | 3287 | 110203349 | SH Lab | 86#4F-Multimedia test lab | I | 2021-03-19 | 2022-03-18 | SIMT | Closed |  | 数字钳形表
EC4740 |  | 20KW三相调压器 | TSGC2J |  | SH Lab | 86#4F-EMC test lab | III | 2011-10-19 | — | ES JH | Closed |  | 20KW三相调压器
EC4741 |  | AC/DC Digital Power Meter | 8716C1T | 871104160 | SH Lab | 85#5F-ACCE & LUM test lab | II | 2020-10-24 | 2021-10-23 | EC JK | Closed |  | 数字交直流功率表
EC4742 |  | AC/DC Digital Power Meter | 8716C1T | 871104228 | SH Lab | 85#5F-ACCE & LUM test lab | II | 2020-10-24 | 2021-10-23 | EC JK | Closed |  | 数字交直流功率表
EC4743 |  | ISTA drop testing plateform |  |  | SH Lab | 51#7F-PPT test lab | III | 2011-11-29 | — | ES LWF | Closed |  | ISTA 跌落测试台
EC4747 |  | Stand lamps for UV | SIS-631 紫外光辐射标准灯 | 1010001 | SH Lab | 85#5F-ACCE & LUM test lab | I | 2018-08-02 | 2022-08-01 | NIM | Closed | calibration interval accroding to using aging(30h) | UV标准灯
EC4748 |  | Standard lamps for VIS-IR | D204BH 光辐射强度标准灯_3200K | 11050003 | SH Lab | 85#5F-ACCE & LUM test lab | I | 2015-03-03 | 2021-03-02 | NIM | Calibrating | calibration interval accroding to using aging(30h) | VIS-IR标准灯
EC4752 |  | Oscilloscope | DSO-X3024A | MY51360463 | SH Lab | 51#7F-PPT test lab | I | 2020-12-29 | 2021-12-28 | JSMI | Closed |  | 示波器
EC4753 |  | G0-R5000 FULL-FIELD SPEED GONIOPHOTOMETER | GO-R5000 | YG114512N11090003 | SH Lab | 51#7F-LUM test lab | I | 2020-08-26 | 2021-08-25 | EVERFINE | Closed | 附带远方分布式光度计配光性能测试与分析系统软件 V2.0.268（已升级至V2.0.279） | GO-R5000 全空间快速分布光度计系统
EC4753 | 1 | High-accuracy Digital Photometer Head | ID-1000（G） | 11060003 | SH Lab | 51#7F-LUM test lab | I | 2020-08-26 | 2021-08-25 | EVERFINE | Closed |  | 精密智能测光探测器
EC4753 | 10 | IMAGE LUMINANCE METER | CX-2B_R5000 | YG113508N11080001 | SH Lab | 51#7F-LUM test lab | I | 2020-07-02 | 2021-07-01 | EVERFINE | Closed | 附带远方成像亮度计软件 V2.00.119 | 成像亮度计
EC4753 | 11 | CT400 Goniophotometers Controller | CT400 | YG100267N11070045 | SH Lab | 51#7F-LUM test lab | III | 2012-06-28 | — | ES AW | Closed |  | CT400 分布光度计控制器
EC4753 | 12 | Cross laser alignment |  | 11080046 | SH Lab | 51#7F-LUM test lab | III | 2012-06-28 | — | ES AW | Closed |  | 十字激光对准器
EC4753 | 2 | High-accuracy Digital Photometer Head | ID-1000（P-C） | 11030006 | SH Lab | 51#7F-LUM test lab | I | 2020-08-26 | 2021-08-25 | EVERFINE | Closed |  | 精密智能测光探测器
EC4753 | 6 | PF2010A Digital Power Meter | PF2010A | 11040015 | SH Lab | 51#7F-LUM test lab | I | 2021-01-15 | 2022-01-14 | SQI | Closed |  | PF2010A 数字功率计
EC4753 | 7 | WY12010 Digital CC&CV DC Power Supply | WY12010 | YG101109N11060003 | SH Lab | 51#7F-LUM test lab | I | 2020-11-04 | 2021-11-03 | JSMI | Closed | 2011/11/09 补充计量纹波和负载效应项目 | WY12010 精密数显直流稳流稳压电源
EC4753 | 8 | Intelligent AC Power Source | DPS 1060 | 11040009 | SH Lab | 51#7F-LUM test lab | I | 2020-07-10 | 2021-07-09 | SQI | Closed | 2011/11/09 补充计量失真度和负载效应项目 | DPS1060 智能变频交流电源
EC4753 | 9 | HAAS-2000 High Accuracy Array Spectroradio meter | HAAS-2000 (R5000) | YG108544N11060057 | SH Lab | 51#7F-LUM test lab | I | 2020-08-26 | 2021-08-25 | EVERFINE | Closed | 附带远方高精度快速光谱辐射计测试与分析软件 V2.00.175 | HAAS-2000 高精度快速光谱辐射计
EC4754 |  | thermometer | F52II | 16780206 | SH Lab | 51#7F-PPT test lab | II | 2020-10-31 | 2021-10-30 | ES AW | Closed | fluck52II | 点温计
EC4755 |  | infrared thermometer | F68 | 15030023 | SH Lab | 86#4F-Multimedia test lab | I | 2021-02-10 | 2022-02-09 | SIMT | Closed | FLUCK 68 | 红外测温仪
EC4759 | 210 | cabinet |  | 126166 | SH Lab | 86#3F-3F Power distribution room | III | 2011-12-30 | — | ES JH | Closed | PR11080151/52 | 机柜
EC4759 | 310 | cabinet |  | 126166 | SH Lab | 86#3F-3F Power distribution room | III | 2011-12-30 | — | ES JH | Closed | PR11080151/52 | 机柜
EC4760 |  | light parameter synthetical testing system for light source（2.0m Integrating Sphere Main Unit） | 2.0m-积分球-R98-侧开孔Φ700mm-B-V1 | 11080098 | SH Lab | 51#7F-LUM test lab | III | 2012-06-19 | — | ES AW | Closed |  | 光源光电色综合测试系统（2.0m积分球）
EC4760 | 1 | HAAS-2000 High Accuracy Array Spectroradio meter | HAAS-2000 | YG106492T11070020 | SH Lab | 51#7F-LUM test lab | I | 2021-02-25 | 2022-02-24 | EVERFINE | Closed | 附带远方高精度快速光谱辐射计测试与分析软件 V2.00.178（已升级至V.2.00.218） | HAAS-2000 高精度快速光谱辐射计
EC4760 | 10 | PF2010A Digital Power Meter | PF2010A | 1101005 | SH Lab | 51#7F-LUM test lab | I | 2020-05-19 | 2021-05-18 | JSMI | Closed |  | PF2010A 数字功率计
EC4760 | 11 | PHOTO-2000F Faster Speed Photometer | PHOTO-2000F | 1012007 | SH Lab | 51#7F-LUM test lab | I | 2021-02-25 | 2022-02-24 | EVERFINE | Closed | 附带远方快速光度分析系统软件 V1.00_PHOTO-2000F | PHOTO-2000F 快速存储光度计
EC4760 | 12 | DPS1010 Intelligent AC Power Source | DPS 1010 | YG108727T11050004 | SH Lab | 51#7F-LUM test lab | I | 2020-04-14 | 2021-04-13 | SIMT | Calibrating | 2011/11/09 补充计量失真度和负载效应项目 | DPS1010 智能变频交流电源
EC4760 | 13 | light parameter synthetical testing system for light source（0.3m Integrating Sphere Main Unit） |  |  | SH Lab | 51#7F-LUM test lab | III | 2012-06-19 | — | ES AW | Closed |  | 光源光电色综合测试系统（0.3米积分球）
EC4760 | 14 | D204C Measuring auxiliary lamps | D204C | 11080007 | SH Lab | 51#7F-LUM test lab | III | 2012-06-19 | — | ES AW | Closed |  | D204C测光辅助灯
EC4760 | 2 | Programmable Test Power For LEDS | LED300E | YG100550N11060027 | SH Lab | 51#7F-LUM test lab | I | 2020-04-13 | 2021-04-12 | JSMI | Calibrating |  | 可编程LED测试电源
EC4760 | 9 | WY305 DIGITAL CC&CV DC POWER SUPPLY | WY305 | YG101118N11060112 | SH Lab | 51#7F-LUM test lab | I | 2020-04-13 | 2021-04-12 | JSMI | Calibrating | 2011/11/09 补充计量纹波和负载效应项目 | WY305 精密数显直流稳流稳压电源
EC4761 |  | Metal shim |  |  | SH Lab | 51#7F-PPT test lab | III | 2011-11-24 | — | ES LWF | Closed |  | 金属垫片
EC4764 |  | Data Acquisition/Switch Unit | 34970A | MY44061221 | SH Lab | 86#3F-Heating & motor test lab | II | 2020-08-28 | 2021-08-27 | ES AW | Closed | Agilent BenchLink Data Logger 3版本4.2.00 | 数据采集仪
EC4764 | 1 | module | 34901A | MY41143425 | SH Lab | 86#3F-Heating & motor test lab | III | 2011-11-02 | — | ES AW | Closed | four channel modules | 模块
EC4764 | 2 | module | 34901A | MY41143546 | SH Lab | 86#3F-Heating & motor test lab | III | 2011-11-02 | — | ES AW | Closed | four channel modules | 模块
EC4764 | 3 | module | 34901A | MY41143372 | SH Lab | 86#3F-3F Power distribution room | III | 2011-11-02 | — | ES AW | Closed | four channel modules | 模块
EC4764 | 4 | module | 34901A | MY41143339 | SH Lab | 86#3F-Heating & motor test lab | III | 2011-11-02 | — | ES AW | Closed | four channel modules | 模块
EC4765 | 3 | heat-resistant plate |  |  | SH Lab | 86#3F-Heating & motor test lab | II | 2020-11-26 | 2021-11-25 | EC JK | Closed |  | 模拟面包片
EC4765 | 4 | heat-resistant plate |  |  | SH Lab | 86#3F-Heating & motor test lab | II | 2020-11-24 | 2021-11-23 | EC JK | Closed |  | 模拟面包片
EC4765 | 5 | heat-resistant plate |  |  | SH Lab | 86#3F-Heating & motor test lab | II | 2020-11-24 | 2021-11-23 | EC JK | Closed |  | 模拟面包片
EC4765 | 6 | heat-resistant plate |  |  | SH Lab | 86#3F-Heating & motor test lab | II | 2020-11-24 | 2021-11-23 | EC JK | Closed |  | 模拟面包片
EC4767 |  | Power Supply of Stand lamps for UV | SIS-631 紫外光辐射标准灯电源 UVS-8005 | YG113282N11060006 | SH Lab | 85#5F-ACCE & LUM test lab | I | 2018-08-02 | 2022-08-01 | MFG | Closed | Everfine 杭州远方光电信息股份有限公司 | UV标准灯电源
EC4768 |  | High voltage withstand tester | ZHZ8-10KVA | N00748 | SH Lab | 86#3F-Home appliance test lab | I | 2020-11-03 | 2021-11-02 | JSMI | Closed | 10KV 100ma | 高压耐压测试仪
EC4769 |  | AC/DC Clamp ampere meter | 3288-20 | 110504832 | SH Lab | 51#7F-PPT test lab | I | 2021-02-19 | 2022-02-18 | SIMT | Closed | HIOKI(日置） | 交/直流钳形电流表
EC4771 |  | AC frequency conversion Power source | 30KVA | F311100070 | SH Lab | 51#7F-PPT test lab | III | 2011-12-19 | — | ES JH | Closed | 艾普斯AFC-31030 | 交流变频电源
EC4772 |  | power transmitter | S3-WD-1-52500BY | JK0151 | IW BJ | 86#1F-IW test lab | I | 2018-01-15 | 2020-01-14 | SIMT | Closed |  | 功率变送器
EC4773 |  | CT | AKH-0.66-G-30*301 | CB-JC30I | IW BJ | 86#1F-IW test lab | I | 2018-01-10 | 2020-01-09 | JSMI | Calibrating |  | 电流互感器
EC4774 |  | x-ray dose meter | Unfors Xi |  | SH Lab | 51#7F-CM test lab | I | 2020-09-07 | 2021-09-06 | RAYSAFE | Closed |  | X光剂量计
EC4774 | 1 | x-ray dose meter | Mammo Pro，Mammo Pro Plus ，R/F & Mammo | 180726 | SH Lab | 51#7F-CM test lab | I | 2020-09-07 | 2021-09-06 | NIM | Closed |  | X光剂量计
EC4774 | 2 | x-ray dose meter | CT | 176729 | SH Lab | 51#7F-CM test lab | I | 2020-09-07 | 2021-09-06 | NIM | Closed |  | X光剂量计
EC4774 | 3 | x-ray dose meter | mAs | 176860 | SH Lab | 51#7F-CM test lab | I | 2020-09-07 | 2021-09-06 | NIM | Closed |  | X光剂量计
EC4774 | 4 | x-ray dose meter | Survey | 175575 | SH Lab | 51#7F-CM test lab | I | 2020-09-07 | 2021-09-06 | NIM | Closed |  | X光剂量计
EC4777 |  | residual voltage equipment |  |  | SH Lab | 51#7F-CM test lab | II | 2020-11-28 | 2021-11-27 | ES AW | Closed |  | 残余电压设备
EC4778 |  | Sunlight simulator | CEL‐LBLAX500 |  | SH Lab | 51#7F-PPT test lab | III | 2011-11-29 | — | ES JH | Closed | CEL‐LBLAX500 | 太阳光模拟器
EC4780 |  | Impact hammer |  |  | SH Lab | 51#7F-PPT test lab | II | 2021-03-28 | 2021-06-27 | EC JK | Closed |  | 冲击锤
EC4782 |  | tachometer | PET-2000DXR | 1008 | SH Lab | 86#4F-EMC test lab | I | 2021-03-29 | 2022-03-28 | JSMI | Closed |  | 转速表
EC4783 |  | Accessibility probe |  |  | SH Lab | 86#3F-Home appliance test lab | II | 2020-12-26 | 2021-12-25 | ES AW | Closed |  | 可触及试验指
EC4785 |  | CLAMP ON AC/DC HiTESTER | 3284 | 111002365 | IW BJ | 86#1F-IW test lab | I | 2021-02-08 | 2022-02-07 | SIMT | Closed | 原先无此设备。原测试使用替代的设备万用表EC4009,由于功能不同，故测试时接线比使用钳形表复杂，容易出错，有危险。 | 交/直流钳型表
EC4786 |  | Pink noise generator | NG8280 | 203 | SH Lab | 86#4F-Multimedia test lab | I | 2021-04-16 | 2022-04-15 | JSMI | Closed | 带换相(0度-90度)，带1KHZ-PINK NOISE 切换，音频幅度为（0-8Vr ms）分10档 | 粉红噪声发生器
EC4787 |  | Electronic load | PLZ150U |  | SH Lab | 51#7F-PPT test lab | I | 2020-12-19 | 2021-12-18 | JSMI | Closed | 菊水PLZ150U 外加软件1套 | 电子负载
EC4787 | 1 | Electronic load | PLZ150U-1 | RH002199 | SH Lab | 51#7F-PPT test lab | I | 2020-12-19 | 2021-12-18 | JSMI | Closed | 菊水PLZ150U 外加软件1套 | 电子负载
EC4787 | 2 | Electronic load | PLZ150U-2 | RH002201 | SH Lab | 51#7F-PPT test lab | I | 2020-12-19 | 2021-12-18 | JSMI | Closed | 菊水PLZ150U 外加软件1套 | 电子负载
EC4787 | 3 | Electronic load | PLZ150U-3 | RH002202 | SH Lab | 51#7F-PPT test lab | I | 2020-12-19 | 2021-12-18 | JSMI | Closed | 菊水PLZ150U 外加软件1套 | 电子负载
EC4787 | 4 | Electronic load | PLZ150U-4 | RH002203 | SH Lab | 51#7F-PPT test lab | I | 2020-12-19 | 2021-12-18 | JSMI | Closed | 菊水PLZ150U 外加软件1套 | 电子负载
EC4787 | 5 | Electronic load | PLZ150U-5 | RH002204 | SH Lab | 51#7F-PPT test lab | I | 2020-12-19 | 2021-12-18 | JSMI | Closed | 菊水PLZ150U 外加软件1套 | 电子负载
EC4788 |  | Portable Data acquisition instrument | LR8402-21 | 111104902 | SH Lab | 86#3F-Home appliance test lab | II | 2021-03-20 | 2022-03-19 | ES AW | Closed |  | 便携式数据采集仪
EC4789 |  | Ranghoods test control box | 定制 |  | SH Lab | 86#3F-Home appliance test lab | III | 2012-04-13 | — | ES AW | Closed |  | 油烟机测试控制箱
EC4789 | 1 | XMA series single phase electricity meters | XMA-MA-3 |  | SH Lab | 86#3F-Home appliance test lab | II | 2021-03-26 | 2022-03-25 | ES AW | Closed |  | XMA系列单相综合电量仪表
EC4789 | 10 | Current transformer | NLH1-0.66 | 405 | SH Lab | 86#3F-Home appliance test lab | III | 2012-03-12 | — | SIMT | Closed |  | 电流互感器
EC4789 | 11 | Current transformer | NLH1-0.66 | 406 | SH Lab | 86#3F-Home appliance test lab | III | 2012-03-12 | — | SIMT | Closed |  | 电流互感器
EC4789 | 12 | Current transformer | NLH1-0.66 | 407 | SH Lab | 86#3F-Home appliance test lab | III | 2012-03-12 | — | SIMT | Closed |  | 电流互感器
EC4789 | 13 | Current transformer | NLH1-0.66 | 408 | SH Lab | 86#3F-Home appliance test lab | III | 2012-03-12 | — | SIMT | Closed |  | 电流互感器
EC4789 | 14 | Current transformer | NLH1-0.66 | 409 | SH Lab | 86#3F-Home appliance test lab | III | 2012-03-12 | — | SIMT | Closed |  | 电流互感器
EC4789 | 2 | XMA series single phase electricity meters | XMA-MA-3 |  | SH Lab | 86#3F-Home appliance test lab | II | 2021-03-26 | 2022-03-25 | ES AW | Closed |  | XMA系列单相综合电量仪表
EC4789 | 3 | XMA series single phase electricity meters | XMA-MA-3 |  | SH Lab | 86#3F-Home appliance test lab | II | 2021-03-26 | 2022-03-25 | ES AW | Closed |  | XMA系列单相综合电量仪表
EC4789 | 4 | XMA series single phase electricity meters | XMA-MA-3 |  | SH Lab | 86#3F-Home appliance test lab | II | 2021-03-26 | 2022-03-25 | ES AW | Closed |  | XMA系列单相综合电量仪表
EC4789 | 5 | XMA series single phase electricity meters | XMA-MA-3 |  | SH Lab | 86#3F-Home appliance test lab | II | 2021-03-26 | 2022-03-25 | ES AW | Closed |  | XMA系列单相综合电量仪表
EC4789 | 6 | XMA series single phase electricity meters | XMA-MA-3 |  | SH Lab | 86#3F-Home appliance test lab | II | 2021-03-26 | 2022-03-25 | ES AW | Closed |  | XMA系列单相综合电量仪表
EC4789 | 7 | XMA series single phase electricity meters | XMA-MA-3 |  | SH Lab | 86#3F-Home appliance test lab | II | 2021-03-26 | 2022-03-25 | ES AW | Closed |  | XMA系列单相综合电量仪表
EC4789 | 8 | Current transformer | NLH1-0.66 | 403 | SH Lab | 86#3F-Home appliance test lab | III | 2012-03-12 | — | SIMT | Closed |  | 电流互感器
EC4789 | 9 | Current transformer | NLH1-0.66 | 404 | SH Lab | 86#3F-Home appliance test lab | III | 2012-03-12 | — | SIMT | Closed |  | 电流互感器
EC4792 | 1 | 1-18GHz喇叭天线 | 3117 | 139067 | SH Lab | 86#6F-SAC-Semi anechoic chamber test lab | I | 2020-03-16 | 2021-03-15 | NIM | Calibrating |  | 1-18GHz喇叭天线
EC4792 | 10 | CDN-M1/32A Coupling and Decoupling Network | CDN-M1/32A | 1211 – 51 | SH Lab | 86#4F-EMC test lab | I | 2021-02-10 | 2022-02-09 | SIMT | Closed |  | CDN-M1/32A 耦合/去耦网络
EC4792 | 11 | CA M1 | CA M1 |  | SH Lab | 86#4F-EMC test lab | III | 2011-12-28 | — | ES JH | Closed | 该适配器仅作为附件使用，不作为设备，设备编号取消。 | CDN M1的校准适配器
EC4792 | 12 | CDN-M3N Coupling and Decoupling Network | CDN-M3N | 1211 – 52 | SH Lab | 86#4F-EMC test lab | I | 2021-02-10 | 2022-02-09 | SIMT | Closed |  | CDN-M3N 耦合/去耦网络
EC4792 | 13 | CDN-M3N/32A Coupling and Decoupling Network | CDN-M3N/32A | 1211 – 53 | SH Lab | 86#4F-EMC test lab | I | 2021-02-10 | 2022-02-09 | SIMT | Closed |  | CDN-M3N/32A 耦合/去耦网络
EC4792 | 14 | CA M2/M3/AF3(N) | CA M2/M3/AF3(N) |  | SH Lab | 86#4F-EMC test lab | III | 2011-12-28 | — | ES JH | Closed | 该适配器仅作为附件使用，不作为设备，设备编号取消。 | CDN M2/M3 和 CDN AF3 的校准适配器
EC4792 | 15 | CDN-T8-RJ45 Coupling and Decoupling Network | CDN-T8-RJ45 | 1211 – 54 | SH Lab | 86#4F-EMC test lab | I | 2020-10-15 | 2021-10-14 | SIMT | Closed |  | Coupling and Decoupling Network 耦合/去耦网络，RJ45接头
EC4792 | 16 | CA T8RJ45（改为R-100N） | CA T8RJ45（改为R-100N） | 0511-83 | SH Lab | 86#4F-EMC test lab | I | 2021-02-10 | 2022-02-09 | SIMT | Closed |  | CDN T8RJ45 校准适配器（改为校准电阻R-100N）
EC4792 | 17 | CA T8RJ45（改为T-50） | （T-50） |  | SH Lab | 86#4F-EMC test lab | I | 2021-02-10 | 2022-02-09 | SIMT | Closed |  | CDN T8RJ45 校准适配器（改为T-50终端电阻）
EC4792 | 2 | JS41-00101800-30-10P | JS41-00101800-30-10P | 1201 | SH Lab | 86#6F-SAC-Semi anechoic chamber test lab | I | 2015-04-22 | 2016-04-21 | CEPREI | Closed |  | 1-18GHz的预放大器
EC4792 | 3 | HAP18-26W | HAP18-26W | 31 | SH Lab | 86#6F-SAC-Semi anechoic chamber test lab | I | 2020-07-30 | 2023-07-29 | NIM | Closed |  | Horn Antenna Preamp
EC4792 | 4 | ESD Generator | NSG 437 | 530 | SH Lab | 86#4F-EMC Shielding room | I | 2021-03-26 | 2022-03-25 | JSMI | Closed |  | ESD 静电枪
EC4792 | 6 | CDN-M1/16A Coupling and Decoupling Network | CDN-M1/16A | 1211 - 50 | SH Lab | 86#4F-EMC test lab | I | 2020-10-15 | 2021-10-14 | SIMT | Closed |  | CDN-M1/16A 耦合/去耦网络及附件
EC4792 | 7 | CDN-M1/16A Coupling and Decoupling Network | CDN-M1/16A | 1211 – 49 | SH Lab | 86#4F-EMC test lab | I | 2020-10-15 | 2021-10-14 | SIMT | Closed |  | CDN-M1/16A 耦合/去耦网络及附件
EC4792 | 9 | CAA M2/M3N | CAA M2/M3N |  | SH Lab | 86#4F-EMC test lab | III | 2011-12-28 | — | MFG | Closed | 该适配器仅作为附件使用，不作为设备，设备编号取消。 | CDN-M2N 和 CDN-M3N(AE-端口)校准组件
EC4793 |  | EN6100-4-13 test system |  |  | SH Lab | 86#4F-EMC test lab | III | 2011-12-23 | — | ES JH | Closed | EN6100-4-13测试系统由EC4793-1～6子设备组成，无总设备。 | EN6100-4-13测试系统
EC4793 | 4 | Multifunction Generator WF1974 | WF1974 | 9138958 | SH Lab | 86#4F-EMC test lab | I | 2020-05-11 | 2021-05-10 | JSMI | Closed | - | 多功能信号发生器 WF1974
EC4793 | 5 | Multifunction Generator WF1974 | WF1974 | 9138956 | SH Lab | 86#4F-EMC test lab | I | 2020-05-11 | 2021-05-10 | JSMI | Closed | - | 多功能信号发生器 WF1974
EC4794 |  | foot probe |  |  | SH Lab | 86#1F-Garden tools test lab (Ⅰ) | II | 2020-12-26 | 2021-12-25 | ES AW | Closed |  | 测试脚
EC4795 | 1 | IP CODE |  |  | PT | 51#7F-SH Wind test lab | I | 2021-02-03 | 2022-02-02 | JSMI | Closed | 封存 | 外壳防护等级（压力表）
EC4797 | 1 | Lamp Gauges |  |  | SH Lab | 51#7F-LUM test lab | II | 2020-12-17 | 2021-12-16 | ES AW | Closed |  | 27H量规
EC4797 | 2 | Lamp Gauges |  |  | SH Lab | 51#7F-LUM test lab | II | 2020-12-17 | 2021-12-16 | ES AW | Closed |  | 28C量规
EC4797 | 3 | Lamp Gauges |  |  | SH Lab | 51#7F-LUM test lab | II | 2020-12-17 | 2021-12-16 | ES AW | Closed |  | 27J量规
EC4797 | 4 | Lamp Gauges |  |  | SH Lab | 51#7F-LUM test lab | II | 2020-12-17 | 2021-12-16 | ES AW | Closed |  | 32量规
EC4797 | 5 | Lamp Gauges |  |  | SH Lab | 51#7F-LUM test lab | II | 2020-12-17 | 2021-12-16 | ES AW | Closed |  | 28F量规
EC4797 | 6 | lamp Gauges |  |  | SH Lab | 51#7F-LUM test lab | II | 2020-12-17 | 2021-12-16 | ES AW | Closed |  | 量规27K
EC4797 | 7 | lamp Gauges |  |  | SH Lab | 51#7F-LUM test lab | II | 2020-12-17 | 2021-12-16 | ES AW | Closed |  | 量规26D
EC4798 |  | solid link |  |  | SH Lab | 85#5F-Gauge room | III | 2012-01-11 | — | ES AW | Closed | 跟EC3703类似, 除尺寸不一样. (量规上分别注明 type a, b, c or d) | 实心保险丝
EC4798 | 1 | solid link |  |  | SH Lab | 85#5F-Gauge room | II | 2021-01-11 | 2022-01-10 | ES AW | Closed | 跟EC3703类似, 除尺寸不一样. (量规上分别注明 type a, b, c or d) | 实心保险丝
EC4798 | 2 | solid link |  |  | SH Lab | 85#5F-Gauge room | II | 2021-01-11 | 2022-01-10 | ES AW | Closed | 跟EC3703类似, 除尺寸不一样. (量规上分别注明 type a, b, c or d) | 实心保险丝
EC4798 | 3 | solid link |  |  | SH Lab | 85#5F-Gauge room | II | 2021-01-11 | 2022-01-10 | ES AW | Closed | 跟EC3703类似, 除尺寸不一样. (量规上分别注明 type a, b, c or d) | 实心保险丝
EC4799 |  | test equipment for high pressure cleaner electric control cabinet | 定制 |  | SH Lab | 86#1F-Garden tools test lab (Ⅰ) | III | 2012-07-05 | — | ES AW | Closed |  | 高压清洗机测试设备电控柜
EC4799 | 1 | Electromagnetic flow meter | WP-EMF-A(15)1E1AB11W52 | 23709 | SH Lab | 86#1F-Garden tools test lab (Ⅰ) | I | 2020-08-27 | 2022-08-26 | SIMT | Closed |  | 电磁流量计
EC4799 | 13 | Electronic counter | H7CX-AD-N |  | SH Lab | 86#1F-Washing M/C test lab | I | 2020-05-29 | 2021-05-28 | JSMI | Closed |  | 电子计数器
EC4799 | 16 | Pressure gauge | YTFN-100H/0~10Mpa | IP11117534 | SH Lab | 86#1F-Garden tools test lab (Ⅰ) | I | 2020-12-10 | 2021-12-09 | JSMI | Closed |  | 压力表
EC4799 | 17 | Pressure gauge | YTFN-100H/0~25Mpa | IP11117535 | SH Lab | 86#1F-Garden tools test lab (Ⅰ) | I | 2019-11-15 | 2020-11-14 | JSMI | Calibrating |  | 压力表
EC4799 | 18 | Pressure gauge | YTFN-100H/0~40Mpa | IP11117536 | SH Lab | 86#1F-Garden tools test lab (Ⅰ) | I | 2020-11-11 | 2021-11-10 | JSMI | Closed |  | 压力表
EC4799 | 19 | High pressure water gun clamp |  |  | SH Lab | 86#1F-Garden tools test lab (Ⅰ) | III | 2012-07-05 | — | ES AW | Closed |  | 高压水枪夹具
EC4799 | 2 | Electromagnetic flow meter | WP-EMF-A(15)1E1AB11W52 | 23712 | SH Lab | 86#1F-Garden tools test lab (Ⅰ) | I | 2019-05-05 | 2021-05-04 | SIMT | Closed |  | 电磁流量计
EC4799 | 3 | Electromagnetic flow meter | WP-EMF-A(15)1E1AB11W52 | 23710 | SH Lab | 86#1F-Garden tools test lab (Ⅰ) | I | 2020-08-27 | 2022-08-26 | SIMT | Closed |  | 电磁流量计
EC4799 | 4 | Pressure gauge | YTFN-100H/0~1.6Mpa | IP11117537 | SH Lab | 86#1F-Garden tools test lab (Ⅰ) | I | 2020-12-10 | 2021-12-09 | JSMI | Closed |  | 压力表
EC4799 | 6 | Pressure gauge | YTFN-100H/0~1.6Mpa | IP11117539 | SH Lab | 86#1F-Garden tools test lab (Ⅰ) | I | 2020-11-11 | 2021-11-10 | JSMI | Closed |  | 压力表
EC4799 | 7 | Variable frequency power supply |  |  | SH Lab | 86#1F-Garden tools test lab (Ⅰ) | I | 2020-05-14 | 2021-05-13 | JSMI | Closed |  | 变频电源
EC4799 | 8 | Variable frequency power supply |  |  | SH Lab | 86#1F-Garden tools test lab (Ⅰ) | I | 2020-05-14 | 2021-05-13 | JSMI | Closed |  | 变频电源
EC4805 |  | AC power | 61612 | 616120000134 | IW BJ | 86#2F-Garden tools test lab (Ⅱ) | I | 2020-11-12 | 2021-11-11 | SIMT | Closed |  | 交流电源
EC4806 |  | AC power | 61612 | 616120000135 | IW BJ | 86#2F-Garden tools test lab (Ⅱ) | I | 2020-11-12 | 2021-11-11 | SIMT | Closed |  | 交流电源
EC4811 | 9 | Meteorological Station---压力传感器 | PTB110 | G3350004 | IW BJ | 86#1F-IW test lab | I | 2019-04-28 | 2021-04-27 | SIMT | Calibrating |  | 噪声测试测风塔---压力传感器
EC4814 | 2 | module | 34901A | MY41147837 | SH Lab | 86#3F-Home appliance test lab | III | 2012-01-05 | — | ES AW | Closed |  | 模块
EC4817 |  | Rotational flexing test |  |  | CM | Haining test lab | II | 2021-03-13 | 2022-03-12 | ES AW | Closed |  | 旋转弯折测试仪
EC4819 |  | Climate Test Chamber | Espec SETH-Z-102U |  | IW | 86#1F-Endurance test lab | II | 2021-03-04 | 2022-03-03 | ES JX | Closed |  | 潮态试验箱
EC4820 |  | Spectroment |  |  | SH Lab | 86#2F-TCO test lab | I | 2020-07-21 | 2021-07-20 | NIM | Closed |  | 光谱仪
EC4821 |  | tapeline | Length:5M Accuracy:1/16 inch |  | SH Lab | 51#7F-PPT test lab | III | 2015-01-13 | — | SIMT | Closed | 英制 | 卷尺
EC4823 |  | plywood board for test corner |  |  | SH Lab | 85#5F-ACCE & LUM test lab | III | 2012-01-17 | — | ES LWF | Closed | BS 5733特有要求 | 温升测试角的木板
EC4825 |  | Leakage current test | IEC60990 Fig.4 |  | IW | 51#7F-SH Wind test lab | I | 2015-01-23 | 2016-01-22 | SIMT | Closed |  | 泄漏电流测试
EC4827 | 1 | weight |  |  | SH Lab | 86#3F-Home appliance test lab | II | 2021-01-12 | 2022-01-11 | EC JK | Closed |  | 配重块
EC4827 | 2 | weight |  |  | SH Lab | 86#3F-Home appliance test lab | II | 2021-01-12 | 2022-01-11 | EC JK | Closed |  | 配重块
EC4827 | 3 | weight |  |  | SH Lab | 86#3F-Home appliance test lab | II | 2021-01-12 | 2022-01-11 | EC JK | Closed |  | 配重块
EC4827 | 4 | weight |  |  | SH Lab | 86#3F-Home appliance test lab | II | 2021-01-12 | 2022-01-11 | EC JK | Closed |  | 配重块
EC4827 | 5 | weight |  |  | SH Lab | 86#3F-Home appliance test lab | II | 2021-01-12 | 2022-01-11 | EC JK | Closed |  | 配重块
EC4827 | 6 | weight |  |  | SH Lab | 86#3F-Home appliance test lab | II | 2021-01-12 | 2022-01-11 | EC JK | Closed |  | 配重块
EC4827 | 7 | weight |  |  | SH Lab | 86#3F-Home appliance test lab | II | 2021-01-12 | 2022-01-11 | EC JK | Closed |  | 配重块
EC4827 | 8 | weight |  |  | SH Lab | 86#3F-Home appliance test lab | II | 2021-01-12 | 2022-01-11 | EC JK | Closed |  | 配重块
EC4830 |  | Current probe | 5046 | 138906 | SH Lab | 86#4F-EMC test lab | I | 2020-06-10 | 2021-06-09 | SIMT | Closed |  | 电流探头
EC4831 |  | variable transformer | 20KVA |  | SH Lab | 86#4F-EMC test lab | III | 2012-02-14 | — | ES JH | Closed | 20KVA | 单相调压器
EC4832 |  | variable transformer | 7KVA |  | SH Lab | 51#7F-LUM test lab | III | 2012-02-14 | — | ES JH | Closed |  | 调压器
EC4835 | 1 | South Africa gauge for SANS 164-5 |  |  | SH Lab | 85#5F-Gauge room | II | 2021-02-24 | 2022-02-23 | EC JZ | Closed | 参见附件量规 | SANS 164-5 量规AnnexB
EC4835 | 2 | South Africa gauge for SANS 164-5 |  |  | SH Lab | 85#5F-Gauge room | II | 2021-02-24 | 2022-02-23 | EC JZ | Closed | 参见附件量规 | SANS 164-5 量规AnnexANOTGO
EC4835 | 3 | South Africa gauge for SANS 164-5 |  |  | SH Lab | 85#5F-Gauge room | II | 2021-02-24 | 2022-02-23 | EC JZ | Closed | 参见附件量规 | SANS 164-5 量规AnnexAGO
EC4836 | 1 | South Africa gauge for SANS 164-6 |  |  | SH Lab | 85#5F-Gauge room | II | 2021-02-24 | 2022-02-23 | EC JZ | Closed | 参见附件ANNEX 量规 | AnnexAc1 6.0
EC4836 | 2 | South Africa gauge for SANS 164-6 |  |  | SH Lab | 85#5F-Gauge room | II | 2021-02-24 | 2022-02-23 | EC JZ | Closed | 参见附件ANNEX 量规 | AnnexAc1 5.8
EC4836 | 3 | South Africa gauge for SANS 164-6 |  |  | SH Lab | 85#5F-Gauge room | II | 2021-02-24 | 2022-02-23 | EC JZ | Closed | 参见附件ANNEX 量规 | AnnexBc2A 3.94
EC4836 | 4 | South Africa gauge for SANS 164-6 |  |  | SH Lab | 85#5F-Gauge room | II | 2021-02-24 | 2022-02-23 | EC JZ | Closed | 参见附件ANNEX 量规 | Annex2B 4.74
EC4836 | 5 | South Africa gauge for SANS 164-6 |  |  | SH Lab | 85#5F-Gauge room | II | 2021-02-24 | 2022-02-23 | EC JZ | Closed | 参见附件ANNEX 量规 | AnnexCc3
EC4836 | 6 | South Africa gauge for SANS 164-6 |  |  | SH Lab | 85#5F-Gauge room | II | 2021-02-24 | 2022-02-23 | EC JZ | Closed |  | AnnexDc4
EC4836 | 7 | South Africa gauge for SANS 164-6 |  |  | SH Lab | 85#5F-Gauge room | II | 2021-02-24 | 2022-02-23 | EC JZ | Closed |  | AnnexEc7
EC4836 | 8 | South Africa gauge for SANS 164-6 |  |  | SH Lab | 85#5F-Gauge room | II | 2021-02-24 | 2022-02-23 | EC JZ | Closed |  | AnnexFc 10(a)
EC4836 | 9 | South Africa gauge for SANS 164-6 |  |  | SH Lab | 85#5F-Gauge room | II | 2021-02-24 | 2022-02-23 | EC JZ | Closed |  | AnnexFc 10(b)
EC4837 | 1 | South Africa gauge of SANS 164-4 |  |  | SH Lab | 85#5F-Gauge room | II | 2021-02-24 | 2022-02-23 | EC JZ | Closed | 参见附件ANNEX量规 | SANS 164-4 南非量规A
EC4837 | 10 | South Africa gauge of SANS 164-4 |  |  | SH Lab | 85#5F-Gauge room | II | 2021-02-24 | 2022-02-23 | EC JZ | Closed |  | SANS 164-4 南非量规F.2(a)X-2-1
EC4837 | 11 | South Africa gauge of SANS 164-4 |  |  | SH Lab | 85#5F-Gauge room | II | 2021-02-24 | 2022-02-23 | EC JZ | Closed |  | SANS 164-4 南非量规F.2(a)X-2-2
EC4837 | 12 | South Africa gauge of SANS 164-4 |  |  | SH Lab | 85#5F-Gauge room | II | 2021-02-24 | 2022-02-23 | EC JZ | Closed |  | SANS 164-4 南非量规F.2(a)X-2-3
EC4837 | 13 | South Africa gauge of SANS 164-4 |  |  | SH Lab | 85#5F-Gauge room | II | 2021-02-24 | 2022-02-23 | EC JZ | Closed |  | SANS 164-4 南非量规F.2(b)X-2-1
EC4837 | 14 | South Africa gauge of SANS 164-4 |  |  | SH Lab | 85#5F-Gauge room | II | 2021-02-24 | 2022-02-23 | EC JZ | Closed |  | SANS 164-4 南非量规F.2(b)X-2-2
EC4837 | 15 | South Africa gauge of SANS 164-4 |  |  | SH Lab | 85#5F-Gauge room | II | 2021-02-24 | 2022-02-23 | EC JZ | Closed |  | SANS 164-4 南非量规F.2(b)X-2-3
EC4837 | 2 | South Africa gauge of SANS 164-4 |  |  | SH Lab | 85#5F-Gauge room | II | 2021-02-24 | 2022-02-23 | EC JZ | Closed | 参见附件ANNEX量规 | SANS 164-4 南非量规B
EC4837 | 3 | South Africa gauge of SANS 164-4 |  |  | SH Lab | 85#5F-Gauge room | II | 2021-02-24 | 2022-02-23 | EC JZ | Closed | 参见附件ANNEX量规 | SANS 164-4 南非量规C
EC4837 | 4 | South Africa gauge of SANS 164-4 |  |  | SH Lab | 85#5F-Gauge room | II | 2021-02-24 | 2022-02-23 | EC JZ | Closed | 参见附件ANNEX量规 | SANS 164-4 南非量规DX-2-1
EC4837 | 5 | South Africa gauge of SANS 164-4 |  |  | SH Lab | 85#5F-Gauge room | II | 2021-02-24 | 2022-02-23 | EC JZ | Closed | 参见附件ANNEX量规 | SANS 164-4 南非量规DX-2-2
EC4837 | 6 | South Africa gauge of SANS 164-4 |  |  | SH Lab | 85#5F-Gauge room | II | 2021-02-24 | 2022-02-23 | EC JZ | Closed |  | SANS 164-4 南非量规Dx-2-3
EC4837 | 7 | South Africa gauge of SANS 164-4 |  |  | SH Lab | 85#5F-Gauge room | II | 2021-02-24 | 2022-02-23 | EC JZ | Closed |  | SANS 164-4 南非量规F.1X-2-1
EC4837 | 8 | South Africa gauge of SANS 164-4 |  |  | SH Lab | 85#5F-Gauge room | II | 2021-02-24 | 2022-02-23 | EC JZ | Closed |  | SANS 164-4 南非量规F.1X-2-2
EC4837 | 9 | South Africa gauge of SANS 164-4 |  |  | SH Lab | 85#5F-Gauge room | II | 2021-02-24 | 2022-02-23 | EC JZ | Closed |  | SANS 164-4 南非量规F.1X-2-3
EC4838 |  | try square | 100cm |  | SH Lab | 86#1F-Material test lab | III | 2010-12-30 | — | ES LWF | Closed |  | 直角尺
EC4839 | 1 | Disk, |  |  | SH Lab | 86#3F-Construction test lab (Ⅱ) | II | 2021-02-27 | 2022-02-26 | ES AW | Closed |  | 圆盘
EC4839 | 2 | Rod |  |  | SH Lab | 86#3F-Construction test lab (Ⅱ) | II | 2021-02-27 | 2022-02-26 | ES AW | Closed |  | 圆柱
EC4842 |  | Thermometer | Fluke 52II | 16360282 | SH Lab | 51#7F-LUM test lab | II | 2021-03-27 | 2022-03-26 | ES AW | Closed |  | 球内温度计 Fluke 52II
EC4844 |  | cylindrical brush |  |  | SH Lab | 86#1F-Garden tools test lab (Ⅰ) | II | 2021-03-08 | 2022-03-07 | ES AW | Closed |  | 滚筒刷子
EC4847 |  | pressure meter |  |  | SH Lab | 86#1F-Tools & machinery test lab | I | 2020-06-10 | 2021-06-09 | JSMI | Closed |  | 压力表
EC4848 |  | AC power supply | AFC-31015T | F312020101 | SH Lab | 51#7F-LUM test lab | III | 2012-05-27 | — | ES AW | Closed |  | 变频电源
EC4849 |  | test panel for test of label |  |  | SH Lab | 86#2F-Garden tools test lab (Ⅱ) | I | 2020-05-14 | 2021-05-13 | JSMI | Closed |  | 拉力试验机
EC4852 |  | Slide-Wire Resistor | BX8-47 | 2012328 | SH Lab | 85#5F-ACCE & LUM test lab | III | 2012-04-09 | — | ES AW | Closed |  | 滑线变阻器
EC4853 |  | Temperature and Humidity Recorder | S320TH | 543X | SH Lab | 51#7F-LUM test lab | I | 2020-12-09 | 2021-12-08 | JSMI | Closed | software ToAnalyze_V5.14_3 未找到 | 温湿度记录仪
EC4854 |  | Temperature and Humidity Recorder | S320TH | 544V | SH Lab | 51#7F-LUM test lab | I | 2020-06-03 | 2021-06-02 | JSMI | Closed | software ToAnalyze_V5.14_3 | 温湿度记录仪
EC4855 |  | AC/DC digital power meter | 8716C1T | 871111111 | SH Lab | 51#7F-CM test lab | II | 2020-05-25 | 2021-05-24 | EC JK | Closed |  | 交直数字电参数仪
EC4856 |  | AC/DC digital power meter | 8716C1T | 871109132 | SH Lab | 51#7F-CM test lab | II | 2020-05-25 | 2021-05-24 | EC JK | Closed |  | 交直数字电参数仪
EC4857 |  | isolating transformer with Variable Transformer | TDGC2J-15KVA |  | SH Lab | 86#4F-Multimedia test lab | III | 2012-06-20 | — | ES AW | Closed |  | 隔离变压器带调压器
EC4858 |  | Multimeter | F287 | 19010051 | SH Lab | 86#4F-Multimedia test lab | II | 2020-05-25 | 2021-05-24 | EC JZ | Closed |  | 万用表
EC4859 |  | Data Acquisition/Switch Unit | 34970A | MY44067560 | SH Lab | 86#1F-Garden tools test lab (Ⅰ) | II | 2020-06-29 | 2021-06-28 | ES AW | Closed | Agilent BenchLink Data Logger 3版本4.2.00 | 数据采集仪
EC4859 | 1 | module | 34901A | MY41149311 | SH Lab | 86#1F-Garden tools test lab (Ⅰ) | II | 2020-06-29 | 2021-06-28 | ES AW | Closed |  | 模块
EC4859 | 2 | module | 34901A | MY41149348 | SH Lab | 86#1F-Garden tools test lab (Ⅰ) | II | 2020-06-29 | 2021-06-28 | ES AW | Closed |  | 模块
EC4860 |  | Data Acquisition/Switch Unit | 34970A | MY44067539 | SH Lab | 86#4F-Multimedia test lab | II | 2020-06-25 | 2021-06-24 | ES AW | Closed | Agilent BenchLink Data Logger 3版本4.2.00 | 数据采集仪
EC4860 | 1 | module | 34901A | MY41149335 | SH Lab | 86#4F-Multimedia test lab | II | 2020-06-25 | 2021-06-24 | ES AW | Closed | with 3 switch unit | 模块
EC4860 | 2 | module | 34901A | MY41149308 | SH Lab | 86#4F-Multimedia test lab | II | 2020-06-25 | 2021-06-24 | ES AW | Closed | with 3 switch unit | 模块
EC4860 | 3 | module | 34901A | MY41149365 | SH Lab | 86#4F-Multimedia test lab | II | 2020-06-25 | 2021-06-24 | ES AW | Closed | with 3 switch unit | 模块
EC4861 |  | Data Acquisition/Switch Unit | 34970A | MY44067618 | SH Lab | 86#4F-Multimedia test lab | II | 2020-06-26 | 2021-06-25 | ES AW | Closed | Agilent BenchLink Data Logger 3版本4.2.00 | 数据采集仪
EC4861 | 1 | module | 34901A | MY41149322 | SH Lab | 86#4F-Multimedia test lab | II | 2020-06-26 | 2021-06-25 | ES AW | Closed | with 3 switch unit | 模块
EC4861 | 2 | module | 34901A | MY41149331 | SH Lab | 86#4F-Multimedia test lab | II | 2020-06-26 | 2021-06-25 | ES AW | Closed | with 3 switch unit | 模块
EC4861 | 3 | module | 34901A | MY41143561 | SH Lab | 86#4F-Multimedia test lab | II | 2020-06-26 | 2021-06-25 | ES AW | Closed | with 3 switch unit | 模块
EC4862 |  | Thermometer | F52II | 16360292 | SH Lab | 86#4F-Multimedia test lab | II | 2020-06-04 | 2021-06-03 | ES AW | Closed |  | 点温计
EC4865 |  | shelf of life test, control cabinet（control cabinet） | 定制 |  | SH Lab | 51#7F-LUM test lab | I | 2020-06-19 | 2021-06-18 | SETRI | Closed |  | 灯老化控制柜 （2个寿命架，1个控制柜）
EC4865 | 1 | shelf of life test, control cabinet（shelf） | 定制 |  | SH Lab | 51#7F-LUM test lab | I | 2020-06-19 | 2021-06-18 | SETRI | Closed |  | 灯老化寿命架（2个寿命架，1个控制柜）
EC4865 | 2 | shelf of life test, control cabinet（shelf） | 定制 |  | SH Lab | 51#7F-LUM test lab | I | 2020-06-19 | 2021-06-18 | SETRI | Closed |  | 灯老化寿命架（2个寿命架，1个控制柜）
EC4865 | 3 | shelf of life test, control cabinet（shelf） | 定制 |  | SH Lab | 51#7F-LUM test lab | I | 2020-06-19 | 2021-06-18 | SETRI | Closed |  | 灯老化寿命架（2个寿命架，1个控制柜）
EC4865 | 4 | shelf of life test, control cabinet（shelf） | 定制 |  | SH Lab | 51#7F-LUM test lab | I | 2020-06-19 | 2021-06-18 | SETRI | Closed |  | 灯老化寿命架（2个寿命架，1个控制柜）
EC4867 |  | Variable Transformer | 5KVA |  | SH Lab | 86#4F-EMI Shielding room | III | 2012-05-29 | — | ES AW | Closed |  | 调压器
EC4868 |  | disc |  |  | SH Lab | 51#7F-PPT test lab | II | 2020-06-06 | 2021-06-05 | EC JZ | Closed | / | 圆盘
EC4871 |  | AC/DC digital power meter | 760401-H/C2 | 91M214773 | SH Lab | 86#4F-Multimedia test lab | I | 2020-07-08 | 2021-07-07 | JSMI | Closed |  | 数字功率表
EC4872 |  | AC/DC digital power meter | 760401-H/C2 | 91M214774 | SH Lab | 86#4F-Multimedia test lab | I | 2020-05-19 | 2021-05-18 | JSMI | Closed |  | 数字功率表
EC4875 |  | test probe |  |  | SH Lab | 86#3F-Construction test lab (Ⅱ) | II | 2020-09-07 | 2021-09-06 | EC JZ | Closed |  | 测试指
EC4876 |  | luminance meter | CA-210 | B1114022 | SH Lab | 86#4F-Multimedia test lab | I | 2021-01-15 | 2022-01-14 | JSMI | Closed | 附带5m通用探头，型号：CA-PU15，序列号8315460 | 亮度计
EC4880 |  | DC power source | 62012P-100-50 | 62012PE00991 | SH Lab | 86#4F-Multimedia test lab | I | 2020-06-10 | 2021-06-09 | JSMI | Closed |  | 直流电源
EC4882 |  | Dust Tester | SC-010 |  | SH Lab | 86#1F-Environment test lab | III | 2013-06-20 | — | ES AW | Closed |  | 粉尘试验箱
EC4882 | 4 | Flow Meter | 2.5-25m3/h |  | SH Lab | 86#1F-Environment test lab | I | 2019-04-30 | 2021-04-29 | SIMT | Calibrating |  | 流量计
EC4882 | 5 | Dust screen |  |  | SH Lab | 86#1F-Environment test lab | III | 2013-06-20 | — | ES AW | Closed |  | 粉尘筛子
EC4883 |  | Digital power meter WT210 | WT210 （760401-H/C2/HRM） | 91M432585 | SH Lab | 51#7F-LUM test lab | I | 2020-07-14 | 2021-07-13 | JSMI | Closed |  | 数字功率表WT210
EC4883 | 1 | Current Clamp | 96001 | T1L4016 | SH Lab | 51#7F-LUM test lab | I | 2021-03-19 | 2022-03-18 | SIMT | Closed |  | 电流钳
EC4883 | 1 | Current Clamp | 96001 | T1L4016 | SH Lab | 85#5F-Gauge room | I | 2012-10-19 | 2013-10-18 | SIMT | Closed |  | WT210配套用的互感式电流探头,960 01
EC4884 |  | D65 standard illuminant light box | T60(4) | 337288 | SH Lab | 51#7F-PPT test lab | I | 2020-07-20 | 2021-07-19 | JSMI | Closed |  | 标准光源灯箱
EC4886 |  | Torque tester turning moment apparatus |  |  | SH Lab | 85#5F-Gauge room | II | 2020-06-06 | 2021-06-05 | EC JZ | Closed | 补充南非, 瑞士插座面板(面板尺寸见EC3401, 插座尺寸见附件) | 扭力设备
EC4887 |  | electric blanket |  |  | SH Lab | 86#3F-Home appliance test lab | II | 2020-06-06 | 2021-06-05 | EC JK | Closed |  | 电热毯
EC4888 |  | Voltage probe | TK9420+VT9420 |  | SH Lab | 86#4F-EMC Shielding room | I | 2020-10-15 | 2021-10-14 | SIMT | Closed |  | 电压探头＋分压器
EC4889 |  | Torque tester turning moment apparatus |  |  | SH Lab | 85#5F-Gauge room | II | 2020-07-17 | 2021-07-16 | ES AW | Closed | 补充南非, 瑞士插座面板(面板尺寸见EC3401, 插座尺寸见附件) | 扭力设备
EC4902 | 1 | Plates of copper or brass |  |  | SH Lab | 86#3F-Heating & motor test lab | II | 2020-09-13 | 2021-09-12 | ES AW | Closed |  | 铜盘300-300
EC4902 | 2 | Plates of copper or brass |  |  | SH Lab | 86#3F-Heating & motor test lab | II | 2020-09-13 | 2021-09-12 | ES AW | Closed |  | 铜盘65-65
EC4902 | 3 | Plates of copper or brass |  |  | SH Lab | 86#3F-Heating & motor test lab | II | 2020-09-13 | 2021-09-12 | ES AW | Closed |  | 铜盘65-65
EC4902 | 4 | Plates of copper or brass |  |  | SH Lab | 86#3F-Heating & motor test lab | II | 2020-09-13 | 2021-09-12 | ES AW | Closed |  | 铜盘 65-65 绝缘漆
EC4904 |  | Grid and Three-sided metal screen |  |  | SH Lab | 86#3F-Heating & motor test lab | II | 2020-06-08 | 2021-06-07 | ES AW | Closed |  | 网格，三面的金属屏
EC4907 |  | Rheochord Box | BX8-67 |  | SH Lab | 51#7F-PPT test lab | III | 2012-07-13 | — | ES AW | Closed | 25-4A 4-60Ω | 滑线变阻箱
EC4908 |  | Rheochord Box | BX8-67 |  | SH Lab | 51#7F-PPT test lab | III | 2012-07-13 | — | ES AW | Closed | 25-4A 4-60Ω | 滑线变阻箱
EC4909 |  | Rheochord Box | BX8-67 |  | SH Lab | 51#7F-PPT test lab | III | 2012-07-13 | — | ES AW | Closed | 25-4A 4-60Ω | 滑线变阻箱
EC4910 |  | High Temperature Oven | SET-Z-022U | 8033121008 | SH Lab | 86#1F-General test lab | II | 2020-12-17 | 2021-12-16 | EC JK | Closed |  | 高低温箱
EC4911 |  | Oscilloscope | DPO3012 | C020962 | SH Lab | 86#4F-Multimedia test lab | I | 2020-07-02 | 2021-07-01 | JSMI | Closed | WITH 2 100x probe | 示波器
EC4912 |  | Data Acquisition/Switch Unit | LR8400-21（LR8500 电压/温度单元X2 安装型号） | 120341061 | SH Lab | 86#4F-Multimedia test lab | II | 2020-07-13 | 2021-07-12 | ES AW | Closed | HIOKI LR8400-21（LR8500 电压/温度单元X2 安装型号） | 数据采集仪
EC4914 |  | rod probe |  |  | SH Lab | 86#3F-Construction test lab (Ⅱ) | II | 2020-07-11 | 2021-07-10 | EC JZ | Closed |  | 探棒
EC4918 |  | Needle flame tester | KS-03 | 20120611002 | SH Lab | 86#1F-Material test lab | II | 2020-08-04 | 2021-08-03 | ES AW | Closed |  | 针焰试验仪
EC4918 | 1 | Needle flame tester------temperature controller | KS-03 | 20120611002 | SH Lab | 86#1F-Material test lab | I | 2020-05-27 | 2021-05-26 | JSMI | Closed |  | 针焰试验仪-----温控器
EC4919 |  | Tracking index tester | KS-01 | 20120611001 | SH Lab | 86#1F-Material test lab | II | 2020-06-11 | 2021-06-10 | ES AW | Closed |  | 漏电起痕指数试验仪
EC4919 | 1 | Tracking index tester----voltage meter | KS-01 | 20120611001 | SH Lab | 86#1F-Material test lab | II | 2020-06-11 | 2021-06-10 | ES AW | Closed |  | 漏电起痕指数试验仪-----电压表
EC4929 |  | Infrared camera | TI-10 | 12040041 | SH Lab | 86#3F-Home appliance test lab | I | 2021-02-09 | 2022-02-08 | SIMT | Closed | 按照C&E-RQWI-TDI-078,增加该设备 | 红外热成像仪
EC4933 |  | AC/DC Digital Power Meter | 8716C1T | 871206340 | SH Lab | 85#5F-ACCE & LUM test lab | II | 2020-07-24 | 2021-07-23 | EC JK | Closed |  | 数字交流功率表
EC4936 |  | counter | 定制 |  | SH Lab | 86#3F-Cooking & HVAC test lab | I | 2021-02-08 | 2022-02-07 | JSMI | Closed |  | 计数器
EC4937 |  | Residual Votage testing device |  |  | SH Lab | 86#3F-Home appliance test lab | II | 2020-08-16 | 2021-08-15 | ES AW | Closed | 同PS组现有设备 | 残余电压测试设备
EC4938 |  | temperature rise test facility |  |  | SH Lab | 85#5F-ACCE & LUM test lab | III | 2012-07-26 | — | ES AW | Closed | 具体要求参见附件 | 温升测试装置
EC4938 | 1 | temperature rise test facility |  |  | SH ACCE | 85#5F-ACCE & LUM test lab | II | 2020-11-26 | 2021-11-25 | EC JK | Closed | 具体要求参见附件 | 温升测试装置（插座）figure 2.1 (f)
EC4938 | 2 | temperature rise test facility |  |  | SH ACCE | 85#5F-ACCE & LUM test lab | II | 2020-11-26 | 2021-11-25 | EC JK | Closed | 具体要求参见附件 figure2.1 (a2) | 温升测试装置
EC4938 | 3 | temperature rise test facility |  |  | SH ACCE | 85#5F-ACCE & LUM test lab | II | 2020-11-26 | 2021-11-25 | EC JK | Closed | 具体要求参见附件 figure2.1 (f) | 温升测试装置
EC4938 | 4 | temperature rise test facility |  |  | SH ACCE | 85#5F-ACCE & LUM test lab | II | 2020-11-26 | 2021-11-25 | EC JK | Closed | 具体要求参见附件 figure2.1 (g) | 温升测试装置
EC4938 | 5 | temperature rise test facility |  |  | SH ACCE | 85#5F-ACCE & LUM test lab | II | 2020-11-26 | 2021-11-25 | EC JK | Closed | 具体要求参见附件 figure2.10 (a) | 温升测试装置
EC4938 | 6 | temperature rise test facility |  |  | SH ACCE | 85#5F-ACCE & LUM test lab | II | 2020-11-26 | 2021-11-25 | EC JK | Closed | 具体要求参见附件 figure2.10 (b) | 温升测试装置
EC4938 | 7 | temperature rise test facility |  |  | SH ACCE | 85#5F-ACCE & LUM test lab | II | 2020-11-26 | 2021-11-25 | EC JK | Closed | 具体要求参见附件 | 温升测试装置
EC4938 | 8 | temperature rise test facility |  |  | SH ACCE | 85#5F-ACCE & LUM test lab | II | 2020-11-26 | 2021-11-25 | EC JK | Closed | 具体要求参见附件 figure2.10 (c) | 温升测试装置
EC4939 |  | Accelerate the impact tester | kcl-2000 | 120605 | SH Lab | 86#2F-Power supply test lab | I | 2020-12-23 | 2021-12-22 | JSMI | Closed |  | 加速冲击测试仪
EC4940 |  | Bursting Strength Tester | GT-7013-ADP | 2012-01630 | SH Lab | 51#7F-PPT test lab | I | 2020-10-13 | 2021-10-12 | JSMI | Closed | 随机器需要附带橡皮膜至少5片、铝箔片至少400片（或一卷可以剪裁出至少400片）、甘油5瓶、高度规1个 | 破裂强度试验机
EC4942 |  | Water spray Test Apparatus for UL Standard |  |  | SH Lab | 86#1F-Water-proof test lab | II | 2020-08-03 | 2021-08-02 | EC JZ | Closed |  | UL淋水试验装置
EC4946 |  | nozzle |  |  | SH Lab | 86#3F-Construction test lab (Ⅱ) | II | 2020-08-28 | 2021-08-27 | EC JK | Closed |  | 喷嘴
EC4947 |  | gauge for three-pin flat-pin plugs |  |  | SH Lab | 85#5F-Gauge room | II | 2020-11-03 | 2021-11-02 | ES AW | Closed | 三个量规上分别刻字: Fig.A1 10A; | 三芯扁插插头的测试量规
EC4948 |  | gauge for three-pin flat-pin plugs |  |  | SH Lab | 85#5F-Gauge room | II | 2020-11-03 | 2021-11-02 | ES AW | Closed | 三个量规上分别刻字Fig.A1 15A; | 三芯扁插插头的测试量规
EC4949 |  | gauge for three-pin flat-pin plugs |  |  | SH Lab | 85#5F-Gauge room | II | 2020-11-03 | 2021-11-02 | ES AW | Closed | 三个量规上分别刻字: Fig.A1 20A | 三芯扁插插头的测试量规
EC4950 |  | gauge for flat and round pin plugs |  |  | SH Lab | 85#5F-Gauge room | II | 2020-11-03 | 2021-11-02 | ES AW | Closed | 两个量规上分别刻字: Fig.F1 A-A; | 扁插和圆插插头的测试量规
EC4952 |  | disk |  |  | SH Lab | 86#3F-Construction test lab (Ⅱ) | II | 2020-08-15 | 2021-08-14 | EC JK | Closed |  | 圆盘
EC4953 |  | rod |  |  | SH Lab | 86#3F-Construction test lab (Ⅱ) | II | 2020-08-15 | 2021-08-14 | EC JK | Closed |  | 棒
EC4955 |  | Push-pull scale | FB-300N | 285241 | SH Lab | 86#4F-Multimedia test lab | I | 2020-09-24 | 2021-09-23 | JSMI | Closed |  | 推拉力计
EC4958 |  | Temp meter | F568 | 19950031 | SH Lab | 51#7F-PPT test lab | I | 2020-09-02 | 2021-09-01 | SIMT | Closed |  | 红外线测温仪
EC4959 |  | High Voltage Probes | P6015A | C067270 | SH Lab | 85#5F-ACCE & LUM test lab | I | 2020-09-14 | 2021-09-13 | SIMT | Closed | 用于雷击浪涌测试 | 高压探头
EC4962 |  | Test cabinet |  |  | SH Lab | 51#7F-LUM test lab | II | 2020-09-06 | 2021-09-05 | EC JK | Closed |  | 发热测试箱
EC4963 |  | gauge for flat and round pin plugs |  |  | SH Lab | 85#5F-Gauge room | II | 2020-11-05 | 2021-11-04 | ES AW | Closed | 两个量规上分别刻字: Fig.F1 A-A; Fig.F1 B-B | 扁插和圆插插头的测试量规
EC4964 |  | Shaking table | DC-300-3 | 120832 | SH Lab | 86#2F-Power supply test lab | I | 2019-10-16 | 2020-10-15 | JSMI | Closed | ver 4.0.3.0 | 振动台
EC4965 |  | power supply | 60KVA |  | SH Lab | 85#5F-ACCE & LUM test lab | I | 2021-01-08 | 2022-01-07 | SQI | Closed |  | 变频电源
EC4968 |  | Milliohms meter | 3541 | 120911167 | SH Lab | 86#2F-Power supply test lab | I | 2021-03-10 | 2022-03-09 | JSMI | Closed |  | 毫欧计
EC4969 |  | Resistive and Capacitive Load |  |  | SH Lab | 86#1F-General test lab | II | 2020-10-19 | 2021-10-18 | ES AW | Closed |  | 阻容负载
EC4970 |  | CDN T2 | T2-RJ11 | 0912-20 | SH Lab | 86#4F-EMC test lab | I | 2020-10-15 | 2021-10-14 | SIMT | Closed |  | CDN T2
EC4977 |  | digital multimeter | F28-5 | 19460382 | SH Lab | 51#7F-LUM test lab | II | 2020-11-28 | 2021-11-27 | EC JZ | Closed |  | 数字型万用表
EC4978 |  | Flow Rate |  |  | SH Lab | 86#3F-Heating & motor test lab | I | 2019-06-23 | 2021-06-22 | SIMT | Closed |  | 流量计
EC4979 |  | Stopwatch | JD-3BII | 113 | SH Lab | 51#7F-LUM test lab | I | 2021-01-18 | 2022-01-17 | JSMI | Closed |  | 秒表
EC4980 |  | 5661a | HS5661A | 201232028 | SH Lab | 51#7F-LUM test lab | I | 2021-02-08 | 2022-02-07 | SIMT | Closed |  | 精密声级计
EC4983 |  | Magnifier | XC-20L |  | SH Lab | 86#1F-General test lab | II | 2020-11-26 | 2021-11-25 | ES AW | Closed | 15/20倍各一只 | 放大镜（XC-20L）
EC4984 |  | Light meter | TES1339 | 120400989 | SH Lab | 86#2F-TCO test lab | I | 2020-05-20 | 2021-05-19 | JSMI | Closed |  | 照度计
EC4985 |  | Steel ball |  |  | SH Lab | 86#2F-TCO test lab | II | 2020-07-29 | 2021-07-28 | EC JZ | Closed | can not be found | 钢球
EC4986 |  | Standard Lamp D908S(3100K) | D908S(3100K) | 12020001 | SH Lab | 51#7F-LUM test lab | I | 2015-04-09 | 2021-04-08 | EVERFINE | Calibrating |  | 总光谱辐射通量标准灯 D908S(3100K)
EC4992 |  | isolating transformer with Variable Transformer | 15KVA |  | SH Lab | 86#4F-Multimedia test lab | III | 2012-12-31 | — | ES AW | Closed |  | 隔离变压器带调压器
EC4994 |  | Height gauge | 192-670-10 （0~300)mm/0.01mm | 1211845 | CN FAC | 86#4F-Calibration room | I | 2021-01-12 | 2022-01-11 | JSMI | Closed |  | 高度尺 192-670-10
EC4995 |  | Depth Micrometer | 329-250-10（0~150mm） | 208124 | CN FAC | 86#4F-Calibration room | I | 2021-01-12 | 2022-01-11 | JSMI | Closed |  | 深度千分尺 329-250-10
EC4997 |  | Salt-fog chamber |  |  | SH Lab | 51#7F-PPT test lab | I | 2021-01-14 | 2022-01-13 | JSMI | Closed |  | 盐雾箱
EC4997 | 2 | PH Meter2 | 8601 | 1119211 | PPT | 51#7F-PPT test lab | I | 2020-08-31 | 2021-08-30 | JSMI | Closed |  | PH计
EC4998 |  | Torque Screwdriver | LTD120CN | 439102C | SH Lab | 85#5F-ACCE & LUM test lab | I | 2020-06-03 | 2021-06-02 | SIMT | Closed |  | 扭力螺丝刀
EC5001 |  | Multiple fucntion performance&safety chamber |  |  | SH Lab | 86#3F-Cooking & HVAC test lab | I | 2020-12-10 | 2021-12-09 | SIMT | Closed | VER2.05（冰箱测试），VER1.17（空调测试）(单测3.5~10米风速) | 多功能性能安规试验室
EC5001 | 1 | POWER | WT230 | 91M932545 | SH Lab | 86#3F-Cooking & HVAC test lab | I | 2020-12-10 | 2021-12-09 | SIMT | Closed | WT230 | 数字功率表
EC5001 | 2 | POWER | WT230 | 91M932546 | SH Lab | 86#3F-Cooking & HVAC test lab | I | 2020-12-10 | 2021-12-09 | SIMT | Closed | WT230 | 数字功率表
EC5001 | 3 | Multiple fucntion performance&safety chamber | XK3150（W） | s12201798 | SH Lab | 86#3F-Cooking & HVAC test lab | I | 2020-04-14 | 2021-04-13 | JSMI | Calibrating | None | 多功能性能安规试验室----天平秤
EC5001 | 4 | Multiple fucntion performance&safety chamber |  |  | SH Lab | 86#3F-Cooking & HVAC test lab | I | 2021-03-09 | 2022-03-08 | JSMI | Closed | None | 多功能性能安规试验室----喷嘴
EC5001 | 5 | Multiple fucntion performance&safety chamber |  |  | SH Lab | 86#3F-Cooking & HVAC test lab | III | 2013-12-13 | — | SIMT | Closed | 2014-9 改造一次，费用341853元 | 多功能性能安规试验室
EC5001 | 6 | Multiple fucntion performance&safety chamber |  |  | SH Lab | 86#3F-Cooking & HVAC test lab | III | 2014-12-12 | — | SIMT | Calibrating | 费用95500元,设备在万荣路防爆箱内。 | 多功能性能安规试验室-----吸风罩
EC5001 | 7 | Multiple fucntion performance&safety chamber |  |  | SH Lab | 86#3F-Cooking & HVAC test lab | I | 2020-05-11 | 2021-05-10 | JSMI | Closed | 376500元2017年定制PA17080016 | 多功能性能安规试验室----风量测试系统
EC5001 | 8 | AC power source | 31015T 15KVA | F312120014 | SH Lab | 86#3F-Cooking & HVAC test lab | I | 2012-12-21 | 2013-12-20 | SQI | Closed |  | 变频电源
EC5020 |  | WEDGE PROBE |  |  | SH Lab | 86#4F-Multimedia test lab | II | 2020-11-30 | 2021-11-29 | ES AW | Closed |  | 楔形探针
EC5021 |  | Metal roof |  |  | SH Lab | 85#5F-Battery test lab | III | 2012-12-02 | — | ES AW | Closed |  | 金属顶块
EC5022 |  | DC load |  |  | AV | 86#4F-Multimedia test lab | I | 2020-10-14 | 2021-10-13 | JSMI | Closed |  | 直流负载
EC5022 | 1 | DC load |  |  | AV | 86#4F-Multimedia test lab | I | 2020-12-17 | 2021-12-16 | JSMI | Closed |  | 直流负载
EC5023 |  | Current-carrying hoses test equ. |  |  | HA | Haining test lab | I | 2020-12-31 | 2021-12-30 | JSMI | Closed |  | 带电软管测试设备（抗压）
EC5023 | 1 | Current-carrying hoses test equ. |  |  | HA | 86#2F-Performance test lab | II | 2021-02-24 | 2022-02-23 | EC JK | Closed |  | 带电软管测试设备(挤压试验,压板1)
EC5023 | 2 | Current-carrying hoses test equ. |  |  | HA | 86#2F-Performance test lab | II | 2021-02-24 | 2022-02-23 | EC JK | Closed |  | 带电软管测试设备(挤压试验,压板2)
EC5023 | 3 | Current-carrying hoses test equ. |  |  | HA | 86#2F-Performance test lab | II | 2021-02-24 | 2022-02-23 | EC JK | Closed |  | 带电软管测试设备(挤压试验,压板3)
EC5023 | 4 | Current-carrying hoses test equ. |  |  | HA | 86#2F-Performance test lab | II | 2021-02-24 | 2022-02-23 | EC JK | Closed |  | 带电软管测试设备(挤压试验,压板4)
EC5024 |  | Current-carrying hoses test equ. |  |  | SH Lab | Haining test lab | II | 2020-12-17 | 2021-12-16 | EC JK | Closed |  | 带电软管测试设备（垂直弯曲）
EC5025 |  | Current-carrying hoses test equ. |  |  | SH Lab | Haining test lab | II | 2021-02-24 | 2022-02-23 | EC JK | Closed |  | 带电软管测试设备（水平弯曲）
EC5027 |  | Current-carrying hoses test equ. |  |  | SH Lab | Haining test lab | II | 2020-12-17 | 2021-12-16 | EC JK | Closed |  | 带电软管测试设备（扭曲）
EC5029 |  | Forced Internal short-circuit testing system |  |  | SH Lab | 85#5F-Battery test lab | I | 2020-12-30 | 2021-12-29 | JSMI | Closed |  | 单电池强制内部短路试验系统
EC5030 |  | Battery AC internal resistance tester | AT520 | 520001209067 | SH Lab | 51#7F-PPT test lab | I | 2021-02-04 | 2022-02-03 | JSMI | Closed |  | 电池交流内阻测试仪
EC5031 |  | time controller for trigger operation | 定制 |  | SH Lab | 86#1F-Garden tools test lab (Ⅰ) | II | 2021-01-08 | 2022-01-07 | ES AW | Closed |  | 扳机控制器
EC5032 |  | Digital torque tester | DNJ-300 （探头NJ-200） | 1212 | PPT | 51#7F-PPT test lab | I | 2020-07-27 | 2021-07-26 | JSMI | Closed |  | 数字扭矩测试仪（0-300N·M）
EC5033 |  | Conducted immunity system----voltage drop simulator | SKS-1130GT | 110312001E | SH Lab | 86#4F-EMC test lab | I | 2020-12-29 | 2021-12-28 | SIMT | Closed |  | Conducted immunity system----周波电压跌落模拟器
EC5033 | 1 | Conducted immunity system----wave generator | SKS-1206GB | 120311001J | SH Lab | 86#4F-EMC test lab | I | 2020-12-29 | 2021-12-28 | SIMT | Closed |  | Conducted immunity system----振铃波发生器
EC5033 | 2 | Conducted immunity system---surge generator | SKS-0506GB-30 | 051012001J | SH Lab | 86#4F-EMC test lab | I | 2021-03-25 | 2022-03-24 | SIMT | Closed |  | Conducted immunity system----雷击浪涌发生器
EC5033 | 3 | Conducted immunity system---group pulse generator | SKS-0404IB |  | SH Lab | 86#4F-EMC test lab | I | 2020-03-25 | 2021-03-24 | JSMI | Calibrating |  | Conducted immunity system---电快速瞬变脉冲群发生器
EC5035 |  | Steam Iron test apparatus |  |  | SH Lab | 51#7F-PPT test lab | II | 2020-12-30 | 2021-12-29 | ES AW | Closed | III类设备 | 蒸汽熨斗测试装置
EC5036 |  | multifunction machine hand testboard |  |  | SH Lab | 86#3F-Construction test lab (Ⅱ) | II | 2020-07-10 | 2021-07-09 | EC JZ | Closed |  | 多功能机械手测试台
EC5041 | 1 | LEG |  |  | HA | 86#3F-Heating & motor test lab | II | 2021-01-24 | 2022-01-23 | ES AW | Closed |  | 腿
EC5041 | 2 | LEG |  |  | HA | 86#3F-Heating & motor test lab | II | 2021-01-24 | 2022-01-23 | ES AW | Closed |  | 腿
EC5042 |  | iron board tmp. |  |  | SH Lab | 86#3F-Heating & motor test lab | III | 2013-02-04 | — | ES AW | Closed |  | 电熨斗底板测温件
EC5043 |  | iron board tmp. |  |  | SH Lab | 86#3F-Heating & motor test lab | III | 2013-02-14 | — | ES AW | Closed |  | 电熨斗底板测温件
EC5044 |  | iron board tmp. |  |  | SH Lab | 86#3F-Heating & motor test lab | III | 2013-02-14 | — | ES AW | Closed |  | 电熨斗底板测温件
EC5045 |  | iron board tmp. |  |  | SH Lab | 86#3F-Heating & motor test lab | III | 2013-02-14 | — | ES AW | Closed |  | 电熨斗底板测温件
EC5046 |  | High Temperature Oven | SEG-021H |  | SH Lab | 86#1F-General test lab | II | 2021-01-03 | 2022-01-02 | ES AW | Closed |  | 高温烘箱
EC5047 |  | PLASTER BOARD |  |  | SH Lab | 86#2F-Power supply test lab | II | 2021-02-05 | 2022-02-04 | ES AW | Closed |  | 石膏挂板
EC5049 |  | voltage regulator | 7KVA |  | LUM | 51#7F-LUM test lab | III | 2013-03-04 | — | ES AW | Closed |  | 调压器
EC5054 |  | gauge |  |  | IW | 86#1F-Tools & machinery test lab | II | 2021-03-12 | 2022-03-11 | EC JK | Closed |  | 重块156N
EC5055 |  | gauge |  |  | IW | 86#1F-Tools & machinery test lab | II | 2021-03-12 | 2022-03-11 | EC JK | Closed |  | 重块89N
EC5056 |  | gauge |  |  | IW | 86#1F-Tools & machinery test lab | II | 2021-03-12 | 2022-03-11 | EC JK | Closed |  | 重块22.5N
EC5058 |  | iorn plate for crush test |  |  | SH Lab | 86#4F-Multimedia test lab | II | 2021-04-10 | 2022-04-09 | EC JZ | Closed |  | CRUSH测试用铁块
EC5060 |  | Ageing Rack | 定制 |  | SH Lab | 51#7F-LUM test lab | I | 2020-07-10 | 2021-07-09 | SETRI | Closed |  | 老化架（控制柜）
EC5060 | 1 | Ageing Rack | 定制 |  | SH Lab | 51#7F-LUM test lab | I | 2020-07-10 | 2021-07-09 | SETRI | Closed |  | 老化架（灯架）
EC5062 |  | ErP switch cycle controlling device | 定制 |  | SH Lab | 51#7F-LUM test lab | II | 2020-05-08 | 2021-05-07 | ES AW | Closed | n/a | ErP灯具开关测试控制装置
EC5063 |  | IP tester for UL |  |  | IW | 86#1F-Washing M/C test lab | II | 2020-06-04 | 2021-06-03 | EC JK | Closed |  | IP防水测试设备
EC5063 | 1 | IP tester for UL |  |  | SH Lab | 86#1F-Material test lab | I | 2021-04-02 | 2023-04-01 | SIMT | Closed |  | IP防水测试设备（流量计）
EC5065 |  | Temperature and humidity recorder | Testo 174H | 36651638 | SH Lab | 51#7F-LUM test lab | I | 2020-07-17 | 2021-07-16 | JSMI | Closed | n/a | 温湿度记录仪（TESTO-174H）
EC5066 |  | non-connection gauge |  |  | SH ACCE | 85#5F-Gauge room | II | 2020-05-10 | 2021-05-09 | EC JZ | Closed | 两个gauge上分别标注D1，D2（see SANS164-1:2012 annex D) | 防接触规
EC5067 |  | non-connection gauge |  |  | SH ACCE | 85#5F-Gauge room | II | 2020-05-10 | 2021-05-09 | EC JZ | Closed | 两个gauge上分别标注D1，D2（see SANS164-1:2012 annex D) | 防接触规
EC5068 |  | densitometer (range 0 to 4.0) | ZM-312 | 3024 | CM | 51#7F-CM test lab | I | 2020-10-10 | 2021-10-09 | SIMT | Closed | Solution for CBTL finding (NCR03/04 ) | 光学浓度计
EC5069 |  | Pressure gage | Y-100B-F 0~0.1Mpa | XU12083786 | SH Lab | 86#3F-Cooking & HVAC test lab | I | 2020-06-04 | 2021-06-03 | JSMI | Closed |  | 压力表
EC5070 |  | Pressure gage | Y-100B-F 0~0.25Mpa | AQ12066699 | SH Lab | 86#3F-Cooking & HVAC test lab | I | 2020-06-04 | 2021-06-03 | JSMI | Closed |  | 压力表
EC5071 |  | Pressure gage | Y-100B-F 0~0.4Mpa | XU12087354 | SH Lab | 86#3F-Cooking & HVAC test lab | I | 2020-05-29 | 2021-05-28 | JSMI | Closed |  | 压力表
EC5072 |  | Pressure gage | Y-100B-F 0~1Mpa | XU12082943 | SH Lab | 86#3F-Cooking & HVAC test lab | I | 2020-05-29 | 2021-05-28 | JSMI | Closed |  | 压力表
EC5073 |  | Pressure gage | Y-100B-F 0~2.5Mpa | HK12036868 | SH Lab | 86#3F-Cooking & HVAC test lab | I | 2020-08-19 | 2021-08-18 | JSMI | Closed |  | 压力表
EC5076 |  | torque wrench | TS500A | 44130124 | SH Lab | 51#7F-PPT test lab | I | 2020-04-29 | 2021-04-28 | JSMI | Calibrating |  | 扭矩扳手
EC5078 |  | CONE TOOL |  |  | SH Lab | 86#4F-Multimedia test lab | II | 2020-06-19 | 2021-06-18 | EC JK | Closed |  | 锥形
EC5080 |  | Inspection plate |  |  | LAB | 86#4F-Calibration room | I | 2020-05-11 | 2021-05-10 | JSMI | Closed |  | 检验平板
EC5081 |  | spillage |  |  | SH Lab | 86#3F-Home appliance test lab | II | 2020-07-17 | 2021-07-16 | EC JK | Closed |  | 溢水测试设备
EC5082 |  | 100mm ball |  |  | SH Lab | 86#1F-Garden tools test lab (Ⅰ) | II | 2020-07-08 | 2021-07-07 | EC JK | Closed |  | 100mm 固体球
EC5083 |  | Test box for EN62384 Figure A.2 |  |  | SH Lab | 51#7F-LUM test lab | II | 2020-07-15 | 2021-07-14 | EC JK | Closed | / | EN62384 图A.2 测试盒
EC5089 |  | Grey scale |  |  | SH Lab | 51#7F-PPT test lab | III | 2013-07-29 | — | ES AW | Closed |  | AATCC标准的灰度尺（北美标准）
EC5090 |  | Gauge for lampholder |  |  | SH Lab | 51#7F-LUM test lab | II | 2020-12-05 | 2021-12-04 | EC JK | Closed | / | 灯座量规
EC5091 |  | Gauge for lampholder |  |  | SH Lab | 51#7F-LUM test lab | II | 2020-12-05 | 2021-12-04 | EC JK | Closed | / | 灯座量规
EC5092 |  | Gauge for lampholder |  |  | SH Lab | 51#7F-LUM test lab | II | 2020-12-05 | 2021-12-04 | EC JK | Closed | / | 灯座量规
EC5093 |  | Gauge for lampholder |  |  | SH Lab | 51#7F-LUM test lab | II | 2020-12-05 | 2021-12-04 | EC JK | Closed | 原量规报废，重新做量规 | 灯座量规
EC5094 |  | 6000 hrs control box of life test | 定制 |  | SH Lab | 51#7F-LUM test lab | II | 2020-08-07 | 2021-08-06 | EC JZ | Closed | n/a | 6000小时寿命控制盒
EC5095 |  | battery cycle tester | BT2000-30V/20A/8CH | 173907 | PS | 86#2F-Power supply test lab | I | 2018-06-12 | 2019-06-11 | JSMI | Calibrating |  | 30V20A电池循环测试仪
EC5096 |  | battery cycle tester | BT2000-5V/5A/24CH | 173899 | PS | 86#2F-Power supply test lab | I | 2020-10-14 | 2021-10-13 | JSMI | Closed |  | 5V5A电池循环测试仪
EC5097 |  | sand ball | 定制 |  | SH Lab | 86#3F-Heating & motor test lab | II | 2020-08-08 | 2021-08-07 | EC JZ | Closed |  | 砂球
EC5098 |  | tapeline | 5.0m/16ft | I9021034 | SH Lab | 51#7F-LUM test lab | III | 2015-01-09 | — | SQI | Closed |  | 卷尺(需计量)
EC5100 |  | integrating sphere temperature controller | TC-101，CL-220 | G119860CJ7331112 , G119861CJ7331112 | SH Lab | 51#7F-LUM test lab | I | 2020-07-15 | 2021-07-14 | JSMI | Closed | n/a | 积分球辅助温控器
EC5101 |  | AC/DC Power meter | 8775C1 | 871210055 | SH Lab | 51#7F-PPT test lab | II | 2020-08-09 | 2021-08-08 | EC JK | Closed | 电压电流：±0.25%Rdg+0.25%FS功率：cosφ=1.0，±（0.25%Rdg+0.25%FS),cosφ=0.5,±（0.5%Rdg+0.5%FS)频率：±0.2Hz,功率因素：±0.07 | AC/DC数字功率表40A
EC5102 |  | AC/DC Power meter | 8775C1 | 871210050 | SH Lab | 51#7F-PPT test lab | II | 2020-08-09 | 2021-08-08 | EC JK | Closed | 电压电流：±0.25%Rdg+0.25%FS功率：cosφ=1.0，±（0.25%Rdg+0.25%FS),cosφ=0.5,±（0.5%Rdg+0.5%FS)频率：±0.2Hz,功率因素：±0.07 | AC/DC数字功率表40A
EC5104 |  | Data Acquisition/Switch Unit | 34970A | MY44070350 | SH Lab | 51#7F-PPT test lab | II | 2020-11-15 | 2021-11-14 | ES AW | Closed | Agilent BenchLink Data Logger 3版本4.2.00 | 数据采集仪34970A
EC5104 | 1 | Data Acquisition/Switch Module | 34901A | MY41155619 | SH Lab | 51#7F-PPT test lab | II | 2020-11-15 | 2021-11-14 | ES CZ | Closed |  | 数据采集仪模块34901A
EC5104 | 2 | Data Acquisition/Switch Module | 34901A | MY41175719 | SH Lab | 51#7F-PPT test lab | II | 2020-11-15 | 2021-11-14 | ES CZ | Closed |  | 数据采集仪模块34901A
EC5105 |  | Data Acquisition/Switch Unit | 34970A | MY44065418 | SH Lab | 51#7F-PPT test lab | II | 2020-10-20 | 2021-10-19 | ES AW | Closed | Agilent BenchLink Data Logger 3版本4.2.00 | 数据采集仪34970A
EC5105 | 1 | Data Acquisition/Switch Module | 34901A | MY41175572 | SH Lab | 51#7F-PPT test lab | II | 2020-10-20 | 2021-10-19 | ES AW | Closed |  | 数据采集仪模块34901A
EC5105 | 2 | Data Acquisition/Switch Module | 34901A | MY41155617 | SH Lab | 51#7F-PPT test lab | II | 2020-10-20 | 2021-10-19 | ES AW | Closed |  | 数据采集仪模块34901A
EC5106 |  | Fluke Multimeter 287 + Fluke i1010 AC/DC Clamp | Fluke 287 | 23910024 | PPT | 51#7F-PPT test lab | II | 2020-10-19 | 2021-10-18 | EC JZ | Closed |  | Fluke 287型万用表
EC5106 | 1 | Fluke Multimeter 287 + Fluke i1010 AC/DC Clamp | i1010 | 32830713 | PPT | 51#7F-PPT test lab | I | 2020-09-18 | 2021-09-17 | SIMT | Closed |  | Fluke i1010交直流电流钳
EC5107 |  | Data Acquisition/Switch Unit | 34970A | MY44077903 | SH Lab | 86#2F-Power supply test lab | II | 2020-10-20 | 2021-10-19 | ES AW | Closed | Agilent BenchLink Data Logger 3版本4.2.00 | 数据采集仪34970A
EC5107 | 1 | Armature Multiplexer Module for 34970A 20-Channel | 34901A | MY41164901 | SH Lab | 86#2F-Power supply test lab | III | 2017-10-21 | — | EC JK | Closed | 附属模块需要4个 | 数采模块34901A
EC5107 | 2 | Armature Multiplexer Module for 34970A 20-Channel | 34901A | MY41164903 | SH Lab | 86#2F-Power supply test lab | III | 2017-10-21 | — | EC JK | Closed | 附属模块需要4个 | 数采模块34901A
EC5108 |  | Data Acquisition/Switch Unit | 34970A | MY44077918 | SH Lab | 86#2F-Power supply test lab | II | 2020-10-20 | 2021-10-19 | ES AW | Closed | Agilent BenchLink Data Logger 3版本4.2.00 | 数据采集仪34970A
EC5108 | 1 | Armature Multiplexer Module for 34970A 20-Channel | 34901A | MY41164908 | SH Lab | 86#2F-Power supply test lab | III | 2017-10-21 | — | EC JK | Closed | 附属模块需要4个 | 数采模块34901A
EC5108 | 2 | Armature Multiplexer Module for 34970A 20-Channel | 34901A | MY41164920 | SH Lab | 86#2F-Power supply test lab | III | 2017-10-21 | — | EC JK | Closed | 附属模块需要4个 | 数采模块34901A
EC5109 |  | Data Acquisition/Switch Unit | 34970A | MY44077922 | SH Lab | 86#3F-Heating & motor test lab | II | 2020-10-20 | 2021-10-19 | ES AW | Closed | Agilent BenchLink Data Logger 3版本4.2.00 | 数据采集仪
EC5109 | 1 | Acquisition card for Data Acquisition/Switch Unit | 34901A | MY41164933 | SH Lab | 86#3F-Heating & motor test lab | II | 2020-10-21 | 2021-10-20 | ES AW | Closed | 包含4块34901A通道板 | 数据采集仪附属模块34901A
EC5109 | 2 | Acquisition card for Data Acquisition/Switch Unit | 34901A | MY41164953 | SH Lab | 86#3F-Heating & motor test lab | II | 2020-10-21 | 2021-10-20 | ES AW | Closed | 包含4块34901A通道板 | 数据采集仪附属模块34901A
EC5110 |  | Data Acquisition/Switch Unit | 34970A | MY44077924 | SH Lab | 86#3F-Cooking & HVAC test lab | II | 2020-10-20 | 2021-10-19 | ES AW | Closed | Agilent BenchLink Data Logger 3版本4.2.00 | 数据采集仪
EC5110 | 1 | Acquisition card for Data Acquisition/Switch Unit | 34901A | MY41164962 | SH Lab | 86#3F-Cooking & HVAC test lab | II | 2020-10-21 | 2021-10-20 | ES AW | Closed | 包含4块34901A通道板 | 数据采集仪附属模块34901A
EC5110 | 2 | Acquisition card for Data Acquisition/Switch Unit | 34901A | MY41164979 | SH Lab | 86#3F-Cooking & HVAC test lab | II | 2020-10-21 | 2021-10-20 | ES AW | Closed | 包含4块34901A通道板 | 数据采集仪附属模块34901A
EC5111 |  | Data acquisition/switch unit | 34970A | MY44077931 | SH Lab | 51#7F-PPT test lab | II | 2020-10-20 | 2021-10-19 | ES AW | Closed | Agilent BenchLink Data Logger 3版本4.2.00 | HP仪 34970A
EC5111 | 1 | Data acquisition/switch unit board | 34901A | MY41165022 | SH Lab | 51#7F-PPT test lab | II | 2020-10-21 | 2021-10-20 | ES AW | Closed |  | 数据采集仪测试板
EC5111 | 2 | Data acquisition/switch unit board | 34901A | MY41165031 | SH Lab | 51#7F-PPT test lab | II | 2020-10-21 | 2021-10-20 | ES AW | Closed |  | 数据采集仪测试板
EC5111 | 3 | Data acquisition/switch unit board | 34901A | MY41165036 | SH Lab | 51#7F-PPT test lab | II | 2020-10-21 | 2021-10-20 | ES AW | Closed |  | 数据采集仪测试板
EC5112 |  | Data acquisition/switch unit | 34970A | MY44077936 | SH Lab | 51#7F-PPT test lab | II | 2020-10-20 | 2021-10-19 | ES AW | Closed | Agilent BenchLink Data Logger 3版本4.2.00 | HP仪 34970A
EC5112 | 1 | Data acquisition/switch unit board | 34901A | MY41165038 | SH Lab | 51#7F-PPT test lab | II | 2020-10-21 | 2021-10-20 | ES AW | Closed |  | 数据采集仪测试板
EC5112 | 2 | Data acquisition/switch unit board | 34901A | MY41165039 | SH Lab | 51#7F-PPT test lab | II | 2020-10-21 | 2021-10-20 | ES AW | Closed |  | 数据采集仪测试板
EC5112 | 3 | Data acquisition/switch unit board | 34901A | MY41165042 | SH Lab | 51#7F-PPT test lab | II | 2020-10-21 | 2021-10-20 | ES AW | Closed |  | 数据采集仪测试板
EC5113 |  | AC Linear Power Source | KDF-11005T | F313070128 | SH Lab | 86#3F-Cooking & HVAC test lab | III | 2013-09-25 | — | ES AW | Closed |  | 交流稳压电源
EC5114 |  | AC Linear Power Source | KDF-11005T | F313070129 | SH Lab | 86#3F-Heating & motor test lab | III | 2013-09-25 | — | ES AW | Closed |  | 交流稳压电源
EC5115 |  | AC Digital Power Meter | 8775A1 | 871304244 | SH Lab | 51#7F-PPT test lab | II | 2020-09-03 | 2021-09-02 | EC JK | Closed |  | 数字交流功率表8775A1
EC5116 |  | AC Digital Power Meter | 8775B1 | 871212228 | SH Lab | 51#7F-PPT test lab | II | 2020-09-03 | 2021-09-02 | EC JK | Closed |  | 数字交流功率表8775B1
EC5117 |  | AC/DC Digital Power Meter | WT310HC-H-C2/G5 | C2PH14047V | SH Lab | 86#2F-Power supply test lab | I | 2020-11-05 | 2021-11-04 | JSMI | Closed |  | 数字交直流功率表（WT310）
EC5118 |  | Digital power meter | WT310-H-C2/G5 （20A） | C2PF03001V | SH HEE | 86#4F-Multimedia test lab | I | 2020-12-23 | 2021-12-22 | JSMI | Closed |  | 数字功率表（WT310）
EC5119 |  | Digital Power Meter | WT310HC-H-C2/G5 | C2PH14046V | SH Lab | 86#3F-Home appliance test lab | I | 2020-11-12 | 2021-11-11 | JSMI | Closed |  | 数字功率表（WT310）
EC5120 |  | Digital Power Meter | WT310HC-H-C2/G5 | C2PH14048V | SH Lab | 86#3F-Heating & motor test lab | I | 2021-03-03 | 2022-03-02 | JSMI | Closed |  | 数字功率表（WT310）
EC5121 |  | Ambient Temperature and Humidity Tester | S320TH | S320TH545M | SH Lab | 85#5F-ACCE & LUM test lab | I | 2021-03-11 | 2022-03-10 | JSMI | Closed | 灯具光生物危害试验室*1 ; 灯具/附件试验室*1 | 温湿度记录仪
EC5122 |  | Ambient Temperature and Humidity Tester | S320TH | S320TH546I | SH Lab | 85#5F-ACCE & LUM test lab | I | 2020-09-08 | 2021-09-07 | JSMI | Closed | 灯具光生物危害试验室*1 ; 灯具/附件试验室*1 | 温湿度记录仪
EC5128 |  | portable temperature recorder（GL820） | GL820 | H21169597 | PT | 86#1F-Tools & machinery test lab | II | 2020-10-20 | 2021-10-19 | ES AW | Closed | 附加扩展连接模块和线 B-537 H20626159 | 便携式温度记录仪（GL820）
EC5128 | 1 | Extended module（B-538） | B-538 | H30544331 | SH Lab | 51#7F-CM test lab | II | 2020-10-24 | 2021-10-23 | ES AW | Closed |  | 扩展模块（B-538）
EC5128 | 2 | Extended module（B-538） | B-538 | H30544342 | SH Lab | 51#7F-CM test lab | II | 2020-10-24 | 2021-10-23 | ES AW | Closed |  | 扩展模块（B-538）
EC5128 | 3 | Extended module（B-538） | B-538 | H30544346 | SH Lab | 51#7F-CM test lab | II | 2020-10-24 | 2021-10-23 | ES AW | Closed |  | 扩展模块（B-538）
EC5130 |  | Variable Transformer | TDGC2J-5KVA 20A |  | SH Lab | 51#7F-CM test lab | III | 2013-09-25 | — | ES AW | Closed |  | 调压器 5KVA
EC5131 |  | Variable Transformer | TDGC2J-10KVA 40A |  | SH Lab | 86#3F-Cooking & HVAC test lab | III | 2013-09-25 | — | ES AW | Closed |  | 调压器 10KVA
EC5132 |  | Variable Transformer | TDGC2J-10KVA 40A |  | SH Lab | 86#3F-Cooking & HVAC test lab | III | 2013-09-25 | — | ES AW | Closed |  | 调压器 10KVA
EC5151 |  | Three-phase AC Frequency converter | KDF-33010T | F313100012 | SH Lab | 86#4F-Multimedia test lab | I | 2020-11-05 | 2021-11-04 | SQI | Closed |  | 三相变频电源 KDF-33010
EC5152 |  | PTL Spring Hammer | F 22.50 | 5130309 | SH Lab | 86#4F-Calibration room | II | 2021-03-10 | 2021-06-09 | EC JK | Closed |  | 弹簧冲击锤
EC5160 | 1 | Single slot retention gauage | figure109.2 |  | SH ACCE | 85#5F-Gauge room | II | 2021-04-13 | 2022-04-12 | EC JZ | Closed |  | 插孔单孔保持力量规
EC5160 | 2 | Single slot retention gauage | figure109.2 |  | SH ACCE | 85#5F-Gauge room | II | 2021-04-13 | 2022-04-12 | EC JZ | Closed |  | 插孔单孔保持力量规
EC5161 | 1 | Depth gauage | CL817 Cl26.4 |  | SH ACCE | 85#5F-Gauge room | II | 2021-04-13 | 2022-04-12 | EC JZ | Closed |  | 深度测试量规
EC5161 | 2 | Depth gauage | CL817 Cl26.4 |  | SH ACCE | 85#5F-Gauge room | II | 2021-04-13 | 2022-04-12 | EC JZ | Closed |  | 深度测试量规
EC5162 | 1 | Push in terminal test gauage | UL498 cl133.3 |  | SH ACCE | 85#5F-Gauge room | II | 2021-04-13 | 2022-04-12 | EC JZ | Closed |  | 无螺纹端子测试用量规
EC5162 | 2 | Push in terminal test gauage | UL498 cl133.3 |  | SH ACCE | 85#5F-Gauge room | II | 2021-04-13 | 2022-04-12 | EC JZ | Closed |  | 无螺纹端子测试用量规
EC5162 | 3 | Push in terminal test gauage | UL498 cl133.3 |  | SH ACCE | 85#5F-Gauge room | II | 2021-04-13 | 2022-04-12 | EC JZ | Closed |  | 无螺纹端子测试用量规
EC5163 | 1 | Plug retention gauge | figure109.3 |  | SH ACCE | 85#5F-Gauge room | II | 2021-04-13 | 2022-04-12 | EC JZ | Closed |  | 最小保持力量规
EC5163 | 2 | Plug retention gauge (for receptacle) | figure109.3 |  | SH ACCE | 85#5F-Gauge room | II | 2021-04-13 | 2022-04-12 | EC JZ | Closed |  | 最小保持力量规（用于墙壁插座测试）
EC5163 | 3 | Plug retention gauge (for receptacle) | figure109.3 |  | SH ACCE | 85#5F-Gauge room | II | 2021-04-13 | 2022-04-12 | EC JZ | Closed |  | 最小保持力量规（用于墙壁插座测试）
EC5163 | 4 | Plug retention gauge (for receptacle) | figure109.3 |  | SH ACCE | 85#5F-Gauge room | II | 2021-04-13 | 2022-04-12 | EC JZ | Closed |  | 最小保持力量规（用于墙壁插座测试）
EC5164 | 1 | Grounding contact test gauage | PIN A |  | SH ACCE | 85#5F-Gauge room | II | 2021-04-13 | 2022-04-12 | EC JZ | Closed |  | 接地孔测试量规123.1
EC5164 | 2 | Grounding contact test gauage | PIN B |  | SH ACCE | 85#5F-Gauge room | II | 2021-04-13 | 2022-04-12 | EC JZ | Closed |  | 接地孔测试量规123.1
EC5164 | 3 | Grounding contact test gauage | Weight 2.27 |  | SH ACCE | 85#5F-Gauge room | II | 2021-04-13 | 2022-04-12 | EC JZ | Closed |  | 接地孔测试量规123.2
EC5165 | 1 | Obstruction test gauage | 5-15p |  | SH ACCE | 85#5F-Gauge room | II | 2021-04-13 | 2022-04-12 | EC JZ | Closed |  | 防误插测试量规
EC5165 | 2 | Obstruction test gauage | 6-15P |  | SH ACCE | 85#5F-Gauge room | II | 2021-04-13 | 2022-04-12 | EC JZ | Closed |  | 防误插测试量规
EC5165 | 3 | Obstruction test gauage | 5-20p |  | SH ACCE | 85#5F-Gauge room | II | 2021-04-13 | 2022-04-12 | EC JZ | Closed |  | 防误插测试量规
EC5165 | 4 | Obstruction test gauage | 6-20P |  | SH ACCE | 85#5F-Gauge room | II | 2021-04-13 | 2022-04-12 | EC JZ | Closed |  | 防误插测试量规
EC5166 | 1 | Plug retention gauge | 1-15p |  | SH ACCE | 85#5F-Gauge room | II | 2021-04-13 | 2022-04-12 | EC JZ | Closed |  | 最小保持力量规
EC5166 | 2 | Plug retention gauge | 2-15P |  | SH ACCE | 85#5F-Gauge room | II | 2021-04-13 | 2022-04-12 | EC JZ | Closed |  | 最小保持力量规
EC5166 | 3 | Plug retention gauge | 5-20p |  | SH ACCE | 85#5F-Gauge room | II | 2021-04-13 | 2022-04-12 | EC JZ | Closed |  | 最小保持力量规
EC5166 | 4 | Plug retention gauge | 6-20P |  | SH ACCE | 85#5F-Gauge room | II | 2021-04-13 | 2022-04-12 | EC JZ | Closed |  | 最小保持力量规
EC5167 | 1 | Preconditioning gauage | 5-15p |  | SH ACCE | 85#5F-Gauge room | II | 2021-04-13 | 2022-04-12 | EC JZ | Closed |  | 预处理用量规
EC5167 | 2 | Preconditioning gauage | 5-20p |  | SH ACCE | 85#5F-Gauge room | II | 2021-04-13 | 2022-04-12 | EC JZ | Closed |  | 预处理用量规
EC5167 | 3 | Preconditioning gauage | 6-15P |  | SH ACCE | 85#5F-Gauge room | II | 2021-04-13 | 2022-04-12 | EC JZ | Closed |  | 预处理用量规
EC5167 | 4 | Preconditioning gauage | 6-20P |  | SH ACCE | 85#5F-Gauge room | II | 2021-04-13 | 2022-04-12 | EC JZ | Closed |  | 预处理用量规
EC5168 |  | Oscilloscope | DPO3012 | C024079 | SH Medical | 51#7F-CM test lab | I | 2020-12-09 | 2021-12-08 | JSMI | Closed |  | 示波器（DPO3012）
EC5169 | 1 | Plug withdrawl gauge | 1-15p |  | SH ACCE | 85#5F-Gauge room | II | 2021-04-13 | 2022-04-12 | EC JZ | Closed |  | 最大拔出力量规
EC5169 | 2 | Plug withdrawl gauge | 5-15P |  | SH ACCE | 85#5F-Gauge room | II | 2021-04-13 | 2022-04-12 | EC JZ | Closed |  | 最大拔出力量规
EC5169 | 3 | Plug withdrawl gauge | 5-20p |  | SH ACCE | 85#5F-Gauge room | II | 2021-04-13 | 2022-04-12 | EC JZ | Closed |  | 最大拔出力量规
EC5169 | 4 | Plug withdrawl gauge | 6-15P |  | SH ACCE | 85#5F-Gauge room | II | 2021-04-13 | 2022-04-12 | EC JZ | Closed |  | 最大拔出力量规
EC5169 | 5 | Plug withdrawl gauge | 6-20P |  | SH ACCE | 85#5F-Gauge room | II | 2021-04-13 | 2022-04-12 | EC JZ | Closed |  | 最大拔出力量规
EC5170 | 1 | gauge |  |  | SH Lab | 86#4F-Multimedia test lab | II | 2020-12-06 | 2021-12-05 | EC JZ | Closed |  | 圆柱塞规（33.5mm）
EC5170 | 10 | gauge（5mm） |  |  | SH Lab | 86#4F-Multimedia test lab | II | 2020-12-06 | 2021-12-05 | EC JZ | Closed |  | 圆柱塞规
EC5170 | 11 | gauge（5.5mm） |  |  | SH Lab | 86#4F-Multimedia test lab | II | 2020-12-06 | 2021-12-05 | EC JZ | Closed |  | 圆柱塞规
EC5170 | 12 | gauge（6mm） |  |  | SH Lab | 86#4F-Multimedia test lab | II | 2020-12-06 | 2021-12-05 | EC JZ | Closed |  | 圆柱塞规
EC5170 | 13 | gauge（6.5mm） |  |  | SH Lab | 86#4F-Multimedia test lab | II | 2020-12-06 | 2021-12-05 | EC JZ | Closed |  | 圆柱塞规
EC5170 | 14 | gauge（7mm） |  |  | SH Lab | 86#4F-Multimedia test lab | II | 2020-12-06 | 2021-12-05 | EC JZ | Closed |  | 圆柱塞规
EC5170 | 15 | gauge（7.5mm） |  |  | SH Lab | 86#4F-Multimedia test lab | II | 2020-12-06 | 2021-12-05 | EC JZ | Closed |  | 圆柱塞规
EC5170 | 16 | gauge（8mm） |  |  | SH Lab | 86#4F-Multimedia test lab | II | 2020-12-06 | 2021-12-05 | EC JZ | Closed |  | 圆柱塞规
EC5170 | 2 | gauge |  |  | SH Lab | 86#4F-Multimedia test lab | II | 2020-12-06 | 2021-12-05 | EC JZ | Closed |  | 圆柱塞规(1mm)
EC5170 | 3 | gauge（1.5mm） |  |  | SH Lab | 86#4F-Multimedia test lab | II | 2020-12-06 | 2021-12-05 | EC JZ | Closed |  | 圆柱塞规
EC5170 | 4 | gauge（2mm） |  |  | SH Lab | 86#4F-Multimedia test lab | II | 2020-12-06 | 2021-12-05 | EC JZ | Closed |  | 圆柱塞规
EC5170 | 5 | gauge（2.5） |  |  | SH Lab | 86#4F-Multimedia test lab | II | 2020-12-06 | 2021-12-05 | EC JZ | Closed |  | 圆柱塞规
EC5170 | 6 | gauge（3mm） |  |  | SH Lab | 86#4F-Multimedia test lab | II | 2020-12-06 | 2021-12-05 | EC JZ | Closed |  | 圆柱塞规
EC5170 | 7 | gauge（3.5） |  |  | SH Lab | 86#4F-Multimedia test lab | II | 2020-12-06 | 2021-12-05 | EC JZ | Closed |  | 圆柱塞规
EC5170 | 8 | gauge（4mm) |  |  | SH Lab | 86#4F-Multimedia test lab | II | 2020-12-06 | 2021-12-05 | EC JZ | Closed |  | 圆柱塞规
EC5170 | 9 | gauge（4.5mm） |  |  | SH Lab | 86#4F-Multimedia test lab | II | 2020-12-06 | 2021-12-05 | EC JZ | Closed |  | 圆柱塞规
EC5171 |  | Stopwatch | JD-3BII |  | SH Lab | 86#3F-Heating & motor test lab | I | 2021-01-18 | 2022-01-17 | JSMI | Closed |  | 秒表
EC5172 |  | High Voltage probe | P6015A | C069258 | CN FAC | 86#4F-Calibration room | I | 2021-02-08 | 2022-02-07 | SIMT | Closed |  | 高压探头（P6015A）
EC5173 |  | Oscilloscope | DPO 3032 | C025266 | CN FAC | 86#4F-Calibration room | I | 2020-06-09 | 2021-06-08 | SQI | Closed |  | 示波器DPO3032
EC5175 |  | Vector Signal Generator | N5182B | MY53050393 | SH ICT | 86#4F-EMC test lab | I | 2021-03-16 | 2022-03-15 | CEPREI | Closed |  | 矢量信号源
EC5176 |  | WLAN/BT tester | IQxel 160 | IQXL05506 | SH ICT | 86#4F-EMC test lab | I | 2021-01-28 | 2022-01-27 | SQI | Closed | 含Nettest Box | 蓝牙/wifi测试仪表 IQxel 160
EC5177 |  | 3 phase Insulation Variable Transformer | 定制 | SG-16.2KVA | SH ICT | 86#4F-Multimedia test lab | III | 2014-04-01 | — | ES LLS | Closed |  | 三相可调压隔离变压器
EC5179 |  | DC POWER SOURCE | 62012P-100-50 | 62012PE01282 | SH Lab | 85#5F-ACCE & LUM test lab | I | 2020-12-17 | 2021-12-16 | JSMI | Closed |  | 直流源（62012P-100-50）
EC5182 | 1 | Electrical battery testing device | BTS-5V1mA-8 |  | Retailer | 51#7F-PPT test lab | I | 2021-03-14 | 2022-03-13 | JSMI | Closed | Neware Technology Limited（新威尔） | 电池测试设备5V1mA
EC5182 | 2 | Electrical battery testing device | BTS-5V1mA-8 |  | Retailer | 51#7F-PPT test lab | I | 2021-03-14 | 2022-03-13 | JSMI | Closed | Neware Technology Limited（新威尔） | 电池测试设备5V1mA
EC5182 | 3 | Electrical battery testing device | BTS-5V1mA-8 |  | Retailer | 51#7F-PPT test lab | I | 2021-03-14 | 2022-03-13 | JSMI | Closed | Neware Technology Limited（新威尔） | 电池测试设备5V1mA
EC5183 |  | Electrical battery testing device | BTS-5V5mA-8 |  | Retailer | 51#7F-PPT test lab | I | 2021-03-14 | 2022-03-13 | JSMI | Closed | Neware Technology Limited（新威尔） | 电池测试设备5V5mA
EC5184 | 1 | Electrical battery testing device | BTS-5V500mA-8 |  | Retailer | 51#7F-PPT test lab | I | 2021-03-14 | 2022-03-13 | JSMI | Closed | Neware Technology Limited（新威尔） | 电池测试设备5V500mA
EC5184 | 2 | Electrical battery testing device | BTS-5V500mA-8 |  | Retailer | 51#7F-PPT test lab | I | 2021-03-14 | 2022-03-13 | JSMI | Closed | Neware Technology Limited（新威尔） | 电池测试设备5V500mA
EC5185 | 1 | Electrical battery testing device | BTS-5V1A-8 |  | Retailer | 51#7F-PPT test lab | I | 2021-03-14 | 2022-03-13 | JSMI | Closed | Neware Technology Limited（新威尔） | 电池测试设备5V1A
EC5185 | 2 | Electrical battery testing device | BTS-5V1A-8 |  | Retailer | 51#7F-PPT test lab | I | 2021-03-14 | 2022-03-13 | JSMI | Closed | Neware Technology Limited（新威尔） | 电池测试设备5V1A
EC5186 | 1 | Electrical battery testing device | BTS-5V3A-8 |  | Retailer | 51#7F-PPT test lab | I | 2021-03-14 | 2022-03-13 | JSMI | Closed | Neware Technology Limited（新威尔） | 电池测试设备5V3A
EC5186 | 2 | Electrical battery testing device | BTS-5V3A-8 |  | Retailer | 51#7F-PPT test lab | I | 2021-03-14 | 2022-03-13 | JSMI | Closed | Neware Technology Limited（新威尔） | 电池测试设备5V3A
EC5187 |  | Current transformer | MSQ-40 150/5 0.2S | 5013125793 | SH Wind | 51#7F-SH Wind test lab | I | 2017-05-03 | 2019-05-02 | JSMI | Closed |  | 电流互感器MSQ-40 150/5 0.2S
EC5188 |  | Current transformer | MSQ-40 150/5 0.2S | 5013125794 | SH Wind | 51#7F-SH Wind test lab | I | 2017-02-24 | 2019-02-23 | JSMI | Closed |  | 电流互感器MSQ-40 150/5 0.2S
EC5189 |  | Current transformer | MSQ-40 150/5 0.2S | 5013125795 | SH Wind | 51#7F-SH Wind test lab | I | 2015-10-23 | 2017-10-22 | JSMI | Closed |  | 电流互感器MSQ-40 150/5 0.2S
EC5193 |  | probe |  |  | SH Lab | 86#3F-Home appliance test lab | II | 2020-12-26 | 2021-12-25 | ES AW | Closed |  | 探针
EC5197 |  | Leakage current tester | ST5540 | 131209859 | SH Medical | 86#4F-Multimedia test lab | I | 2020-12-12 | 2021-12-11 | SQI | Closed |  | 泄露电流测试仪（综合型）
EC5198 |  | Temperature and humidity recorder | ZJ1-2B | 201305138 | SH Lab | 86#4F-EMC test lab | I | 2021-03-10 | 2022-03-09 | JSMI | Closed |  | 温湿度记录仪 ZJ1-2B
EC5199 |  | Temperature and humidity recorder | ZJ1-2B | 201305116 | SH Lab | 86#1F-Material test lab | I | 2021-03-10 | 2022-03-09 | JSMI | Closed |  | 温湿度记录仪 ZJ1-2B
EC5200 |  | Isolating Transformer | TDGC2J-7 | 1401 | SH Medical | 86#2F-TCO test lab | III | 2014-01-20 | — | ES JH | Closed |  | 隔离调压器
EC5201 |  | Ambient Temperature and Humidity Tester | S320TH | S320TH550R | SH Lab | 86#2F-Power supply test lab | I | 2021-03-11 | 2022-03-10 | JSMI | Closed | LogPro V1.02 双语 | 温湿度记录仪S320TH
EC5202 |  | Ambient Temperature and Humidity Tester | S320TH | S320TH550N | SH Lab | 86#2F-Power supply test lab | I | 2021-03-11 | 2022-03-10 | JSMI | Closed |  | 温湿度记录仪S320TH
EC5203 |  | Digital Luxmeter | TES-1335 | 130403392 | SH Lab | 86#4F-EMC test lab | I | 2021-03-24 | 2022-03-23 | SIMT | Closed | Refer to EC2451 | 照度计 TES-1335
EC5204 |  | Digital Multimeter | 287C | 26080023 | SH Lab | 86#2F-Power supply test lab | II | 2021-01-24 | 2022-01-23 | EC JZ | Closed |  | 数字式万用表 Fluke287
EC5205 |  | Digital Multimeter | 287C | 26080016 | SH Lab | 86#2F-Power supply test lab | II | 2021-01-24 | 2022-01-23 | EC JZ | Closed |  | 数字式万用表 Fluke287
EC5206 |  | Luminaire rack for life test | EN60969 |  | SH Lab | 51#7F-LUM test lab | I | 2020-09-08 | 2021-09-07 | SETRI | Closed | Transfer from Hangzhou 2012.2.28 RMB28000.00 EH2088 | 灯泡老化架
EC5207 |  | Luminaire rack for life test | EN60969 |  | SH Lab | 51#7F-LUM test lab | I | 2020-09-08 | 2021-09-07 | SETRI | Closed | Transfer from Hangzhou 2012.2.28 RMB27500.00 EH2134 | 灯泡老化架
EC5208 |  | variable transformer | TDGC2J-7.5 |  | SH Lab | 51#7F-LUM test lab | III | 2014-09-09 | — | ES HG | Closed | Transfer from Hangzhou 2012.2.28 RMB16930.00 EH2175 | 调压器
EC5209 |  | variable transformer | TDGC2J-7.5 |  | SH Lab | 51#7F-LUM test lab | III | 2014-09-09 | — | ES HG | Closed | Transfer from Hangzhou 2012.2.28 RMB200.00 EH2182 | 调压器
EC5211 |  | Sweep function generator | AFG-2125 | EM910665 | SH HEE | 86#4F-Multimedia test lab | I | 2021-03-26 | 2022-03-25 | SIMT | Closed |  | 函数信号发生器 AFG2125
EC5212 |  | power supply | KDF-11005G | F313120062 | SH Medical | 86#2F-TCO test lab | I | 2020-05-14 | 2021-05-13 | JSMI | Closed |  | 倍频倍压电源
EC5213 |  | IEC/EN 61347-1 Amend.2 :2012 Figure N.1 |  |  | SH Lab | 85#5F-ACCE & LUM test lab | II | 2021-03-19 | 2022-03-18 | ES AW | Closed | More detail please contact Tim Su (Ext.518) | IEC/EN 61347-1 Amend.2 :2012 Figure N.1
EC5214 | 1 | tension sensor | TLJ-1-300N | 130610/ TY5S/A,14120-1 | HA | 51#7F-PPT test lab | I | 2017-05-04 | 2022-05-03 | JSMI | Closed | 环境温度：21-24℃(精度±2℃)；湿度：45%-55%(精度±3%)，气压：86 -106 kPa(精度±0.2kPa), 电子秤(精度0.01g)，其他设备参考最终技术协议 | 真空吸尘器除尘能力测试设备(力传感器）
EC5214 | 10 | Dust pick -up test chamber | WF1974，环境温度：21-24℃(精度±2℃)；湿度：45%-55%(精度±3%)，气压：86 -106 kPa(精度±0.2kPa), 电子秤(精度0.01g)，其他设备参考最终技术协议 |  | HA | 51#7F-PPT test lab | I | 2020-03-17 | 2021-03-16 | JSMI | Calibrating | VER1.1 | 真空吸尘器除尘能力测试房
EC5214 | 11 | steel rule | 600MM |  | HA | 51#7F-PPT test lab | III | 2015-04-20 | — | JSMI | Closed | 2015.06.22 | 钢尺
EC5214 | 12 | steel rule | 1290mm |  | HA | 51#7F-PPT test lab | III | 2015-04-20 | — | JSMI | Closed | 2015.06.22 | 钢尺
EC5214 | 13 | Digital pressure gage | DQY-T5W1-E | DH2014011001 | HA | 51#7F-PPT test lab | I | 2020-09-18 | 2021-09-17 | SIMT | Closed |  | 数字气体压力表
EC5214 | 14 | Power meter | WT310 | C2QC11099V | HA | 86#3F-Home appliance test lab | I | 2020-07-17 | 2021-07-16 | JSMI | Closed | 环境温度：21-24℃(精度±2℃)；湿度：45%-55%(精度±3%)，气压：86 -106 kPa(精度±0.2kPa), 电子秤(精度0.01g)，其他设备参考最终技术协议 | 真空吸尘器除尘能力测试设备(数字功率计）
EC5214 | 2 | tension sensor | TLJ-1-300N | 130636/ TY5S/A,14120-1 | HA | 51#7F-PPT test lab | I | 2017-05-04 | 2022-05-03 | JSMI | Closed | 环境温度：21-24℃(精度±2℃)；湿度：45%-55%(精度±3%)，气压：86 -106 kPa(精度±0.2kPa), 电子秤(精度0.01g)，其他设备参考最终技术协议 | 真空吸尘器除尘能力测试设备(力传感器）
EC5214 | 3 | photoelectric sensor | EE-SX671 | 1# | HA | 51#7F-PPT test lab | I | 2017-05-12 | 2022-05-11 | SIMT | Closed | 环境温度：21-24℃(精度±2℃)；湿度：45%-55%(精度±3%)，气压：86 -106 kPa(精度±0.2kPa), 电子秤(精度0.01g)，其他设备参考最终技术协议 | 真空吸尘器除尘能力测试设备(传感器1#）
EC5214 | 4 | photoelectric sensor | EE-SX671 | 2# | HA | 51#7F-PPT test lab | I | 2017-05-12 | 2022-05-11 | SIMT | Closed | 环境温度：21-24℃(精度±2℃)；湿度：45%-55%(精度±3%)，气压：86 -106 kPa(精度±0.2kPa), 电子秤(精度0.01g)，其他设备参考最终技术协议 | 真空吸尘器除尘能力测试设备(传感器2#）
EC5214 | 5 | photoelectric sensor | EE-SX671 | 3# | HA | 51#7F-PPT test lab | I | 2017-05-12 | 2022-05-11 | SIMT | Closed | 环境温度：21-24℃(精度±2℃)；湿度：45%-55%(精度±3%)，气压：86 -106 kPa(精度±0.2kPa), 电子秤(精度0.01g)，其他设备参考最终技术协议 | 真空吸尘器除尘能力测试设备(传感器3#）
EC5214 | 6 | photoelectric sensor | EE-SX671 | 4# | HA | 51#7F-PPT test lab | I | 2017-05-12 | 2022-05-11 | SIMT | Closed | 环境温度：21-24℃(精度±2℃)；湿度：45%-55%(精度±3%)，气压：86 -106 kPa(精度±0.2kPa), 电子秤(精度0.01g)，其他设备参考最终技术协议 | 真空吸尘器除尘能力测试设备(传感器4#）
EC5214 | 7 | Temperature and humidity recorder | HM314A | 131001542 | HA | 51#7F-PPT test lab | I | 2021-03-10 | 2022-03-09 | JSMI | Closed | 环境温度：21-24℃(精度±2℃)；湿度：45%-55%(精度±3%)，气压：86 -106 kPa(精度±0.2kPa), 电子秤(精度0.01g)，其他设备参考最终技术协议 | 真空吸尘器除尘能力测试设备(温湿度记录仪）
EC5214 | 8 | Temperature and humidity recorder | HM314A | 131001571 | HA | 51#7F-PPT test lab | I | 2021-03-10 | 2022-03-09 | JSMI | Closed | 环境温度：21-24℃(精度±2℃)；湿度：45%-55%(精度±3%)，气压：86 -106 kPa(精度±0.2kPa), 电子秤(精度0.01g)，其他设备参考最终技术协议 | 真空吸尘器除尘能力测试设备(温湿度记录仪）
EC5214 | 9 | Dust pick -up test equipment for vacuum cleaner |  |  | HA | 51#7F-PPT test lab | II | 2021-03-04 | 2022-03-03 | EC JZ | Closed | 环境温度：21-24℃(精度±2℃)；湿度：45%-55%(精度±3%)，气压：86 -106 kPa(精度±0.2kPa), 电子秤(精度0.01g)，其他设备参考最终技术协议 | 真空吸尘器除尘能力测试设备
EC5216 |  | Digital Caliper |  |  | HA | 51#7F-PPT test lab | I | 2021-03-11 | 2022-03-10 | JSMI | Closed |  | 游标卡尺
EC5223 |  | Digital Milliohm Meter | HIOKI 3541 | 140235067 | SH HEE | 86#4F-Multimedia test lab | I | 2020-05-18 | 2021-05-17 | JSMI | Closed |  | 毫欧表（日置3541）
EC5225 |  | MettlerToledo | ME2002 |  | HA | 51#7F-PPT test lab | I | 2020-04-14 | 2021-04-13 | JSMI | Calibrating |  | ME2002梅特勒电子天平
EC5229 |  | standard workbench | 定制 |  | LUM | 85#5F-ACCE & LUM test lab | III | 2014-04-22 | — | ES LLS | Closed | 价格：3500元 | 跌落测试木板
EC5230 |  | AC Linear Power Source | 5KVA |  | HA | 86#3F-Home appliance test lab | III | 2014-05-06 | — | JSMI | Closed |  | 5KVA 变频电源
EC5231 |  | Ageing Chamber | 定制 |  | LUM | 51#7F-LUM test lab | I | 2019-10-14 | 2020-10-13 | JSMI | Calibrating | 下次计量时间24小时 | 玻璃恒温箱
EC5236 |  | Vacuum cleaner and dust receptacle | 伊莱克斯吸尘器 |  | HA | 51#7F-PPT test lab | III | 2014-05-12 | — | ES LWF | Closed |  | 吸尘器
EC5238 | 1 | AC/DC digital power meter WT1801 | WT1801 | 91P409793 | LUM | 51#7F-LUM test lab | I | 2020-06-11 | 2021-06-10 | JSMI | Closed |  | AC/DC 数字功率计 WT1801
EC5238 | 10 | 0.3m/0.5m LED Integrating Sphere | 0.3m/0.5m | G118431CM5341161 | LUM | 51#7F-LUM test lab | III | 2014-07-28 | — | ES LLS | Closed | SPEKTRON 诗贝伦 R98涂层 侧开孔Φ100mm | 0.3米/0.5米 LED专用积分球
EC5238 | 2 | AC testing power source | DPS1010 | G119885CJ1341129 | LUM | 51#7F-LUM test lab | I | 2020-04-14 | 2021-04-13 | SIMT | Calibrating |  | 智能交流测试专用电源
EC5238 | 3 | AC testing power source | DPS1010 | G119885CJ1341128 | LUM | 51#7F-LUM test lab | I | 2020-04-14 | 2021-04-13 | SIMT | Calibrating |  | 智能交流测试专用电源
EC5238 | 4 | HAAS-2000 High Accuracy Array Spectroradio meter | HAAS-2000 | G112048TJ1341119 | LUM | 51#7F-LUM test lab | I | 2021-02-25 | 2022-02-24 | EVERFINE | Closed | 附带远方高精度快速光谱辐射计测试与分析软件 V2.00.242 | HAAS-2000 高精度快速光谱辐射计
EC5238 | 5 | WY305 DIGITAL CC&CV DC POWER SUPPLY | WY305 | G115986CD1331157 | LUM | 51#7F-LUM test lab | I | 2020-04-13 | 2021-04-12 | JSMI | Calibrating | 30V/5A | WY305 精密数显直流稳流稳压电源
EC5238 | 6 | PHOTO-2000F Faster Speed Photometer | PHOTO-2000F | G100735CF1341119 | LUM | 51#7F-LUM test lab | I | 2021-02-25 | 2022-02-24 | EVERFINE | Closed | 附带远方快速光度分析系统软件 V1.00.210_PHOTO-2000F | PHOTO-2000F 快速存储光度计
EC5238 | 9 | CIS-2000 Automatic Constant-Temperatured Integrating Sphere | CIS-2000 | G114021CM5341112 | LUM | 51#7F-LUM test lab | I | 2020-04-13 | 2021-04-12 | JSMI | Calibrating | 2.0m-积分球-R98-侧开孔Φ700mm | CIS-2000 自动恒温积分球（2M积分球）
EC5240 |  | Digital conductivity meter | FE30 （电极LE703） | B348040365 | SH Lab | 86#1F-Material test lab | I | 2020-08-31 | 2021-08-30 | SIMT | Closed |  | 电导率仪
EC5242 |  | digital caliper | 200mm | 11110272 | SH Lab | 86#1F-Material test lab | I | 2020-06-10 | 2021-06-09 | JSMI | Closed |  | 数显游标卡尺
EC5243 |  | 1933 Daily Check Box | 1933 Daily Check Box | 800734 | SH Lab | 86#4F-Calibration room | I | 2020-06-22 | 2021-06-21 | JSMI | Closed |  | 1933 测试盒
EC5244 |  | resistance | 定制 5KΩ±2% |  | ICT | 86#4F-Multimedia test lab | II | 2020-06-13 | 2021-06-12 | EC JK | Closed |  | 电阻
EC5245 |  | resistance | 定制 5KΩ±2% |  | ICT | 86#4F-Multimedia test lab | II | 2020-06-13 | 2021-06-12 | EC JK | Closed |  | 电阻
EC5246 |  | resistance | 定制 2KΩ±2% |  | ICT | 86#4F-Multimedia test lab | II | 2020-06-13 | 2021-06-12 | EC JK | Closed |  | 电阻
EC5247 |  | resistance | 定制 2KΩ±2% |  | ICT | 86#4F-Multimedia test lab | II | 2020-06-13 | 2021-06-12 | EC JK | Closed |  | 电阻
EC5248 |  | resistance | 定制 350Ω±2% |  | ICT | 86#4F-Multimedia test lab | II | 2020-06-13 | 2021-06-12 | EC JK | Closed |  | 电阻
EC5249 |  | resistance | 定制 350Ω±2% |  | ICT | 86#4F-Multimedia test lab | II | 2020-06-13 | 2021-06-12 | EC JK | Closed |  | 电阻
EC5250 |  | Laser electronic theodolite | LP-402L | 31S00229 | SH Wind | 86#1F-IW test lab | I | 2014-06-24 | 2015-06-23 | SIMT | Closed |  | 激光电子经纬仪
EC5251 |  | test pin |  |  | SH Lab | 86#1F-Garden tools test lab (Ⅰ) | II | 2020-09-12 | 2021-09-11 | EC JK | Closed |  | 测试指
EC5260 |  | Coupler 87300C | 87300C | 15545A | EMC | 86#4F-EMC test lab | III | 2014-06-23 | — | SIMT | Closed | 少配件，组里要求改为III类 | 耦合器 87300C
EC5261 |  | DIODE 33330B | 33330B | MY51340267 | SH ICT | 86#4F-EMC test lab | III | 2014-06-23 | — | SIMT | Closed | 组里要求改为III类 | 检波器 33330B
EC5262 |  | Pre-amplifier | AFS42-00101800-25-S-42 | 1845470 | SH ICT | 86#6F-Control room | I | 2020-06-11 | 2021-06-10 | CEPREI | Closed |  | 前置放大器
EC5263 |  | Digital Luxmeter TES-1335 | TES-1335 | 140105584 | SH HEE | 86#4F-Multimedia test lab | I | 2020-07-21 | 2021-07-20 | JSMI | Closed |  | 照度计 TES-1335
EC5266 |  | AC power surce | APC-2KB | C214050085 | SH Lab | 86#1F-Material test lab | I | 2020-07-10 | 2021-07-09 | SQI | Closed |  | 交流稳压电源
EC5267 |  | 振动&动平衡分析仪 | VIBXPERT II - 趋势配套，主机 VIB 5.317-2 | 32195 | SH Wind | 86#1F-IW test lab | I | 2021-02-08 | 2022-02-07 | SIMT | Closed | 振动和转速项目分别计量 | Vibration & dynamic balance collector
EC5274 |  | digital caliper | 200mm | 8-13120583 | SH ICT | 86#4F-Multimedia test lab | I | 2021-03-11 | 2022-03-10 | JSMI | Closed |  | 数显游标卡尺
EC5275 |  | digital caliper | 200mm | 8-13120353 | SH ICT | 86#4F-Multimedia test lab | I | 2021-03-11 | 2022-03-10 | JSMI | Closed |  | 数显游标卡尺
EC5284 |  | surface wall temperature test apparature |  |  | SH Lab | 51#7F-LUM test lab | III | 2014-11-05 | — | ES HG | Closed |  | 温升测试墙
EC5286 |  | flowmeter | OPTIFLUX4100W with IFC100w | H14212314 | PPT | 51#7F-PPT test lab | I | 2020-09-24 | 2022-09-23 | SIMT | Closed | 口径40mm | 电磁流量计
EC5287 |  | HB specimen gauge |  |  | SH Lab | 86#1F-Material test lab | II | 2020-10-09 | 2021-10-08 | EC JK | Closed | IEC60695-11-10 FIG9 | HB 试件量规
EC5288 |  | V specimen gauge | IEC60695-11-10 |  | SH Lab | 86#1F-Material test lab | II | 2020-10-09 | 2021-10-08 | EC JK | Closed |  | V 试件量规
EC5289 |  | clearance gauge | IEC60695-11-4 figure C1 |  | ACCE | 86#1F-Material test lab | II | 2020-10-09 | 2021-10-08 | EC JK | Closed | IEC60695-11-4 | 间隙量规
EC5290 |  | hydraulic pressure indicator | 10MPa |  | SH Lab | 86#3F-Cooking & HVAC test lab | I | 2020-08-19 | 2021-08-18 | JSMI | Closed |  | 压力表
EC5291 |  | hydraulic pressure indicator | 10MPa |  | ACCE | 86#3F-Home appliance test lab | I | 2020-08-19 | 2021-08-18 | JSMI | Closed |  | 压力表
EC5294 |  | torque test |  |  | ACCE | 85#5F-Gauge room | I | 2020-04-02 | 2021-04-01 | SETRI | Calibrating |  | 扭矩测试仪
EC5295 |  | AC/DC Digital potentiometer | JL1010-200/200KV | 140252 | Medical | 86#2F-TCO test lab | I | 2020-10-19 | 2021-10-18 | JSMI | Closed | AC/DC 200KV 1.0% 0.5% | 交直流数字高压分压器
EC5296 |  | Impact hammer | 0.5J冲击锤 |  | SH HEE | 86#4F-Multimedia test lab | II | 2021-03-19 | 2021-06-18 | EC JK | Closed |  | 0,5J冲击锤
EC5298 |  | Fluorescent lamp load cabinet | 定制 |  | ACCE | 86#1F-General test lab | I | 2020-10-19 | 2021-10-18 | SQI | Closed |  | 荧光灯测试负载箱
EC5299 |  | Adjustable Reference Ballast | DYJ 120V/220V/50Hz/60Hz | G100301CS1341112 | LUM | 51#7F-LUM test lab | I | 2021-03-16 | 2022-03-15 | CEPREI | Closed |  | 低频基准镇流器
EC5300 | 1 | Fluorescent Lamp Integrated High Frequency Standard Source | YF2402 | G107234TS1341116 | LUM | 51#7F-LUM test lab | I | 2021-03-16 | 2022-03-15 | CEPREI | Closed | 高频基准镇流器和通用集成高频基准源配套使用 | 荧光灯通用集成高频基准源
EC5300 | 10 | High Frequency Reference Ballast | 1200Ω |  | LUM | 51#7F-LUM test lab | I | 2021-03-15 | 2022-03-14 | JSMI | Closed | 高频基准镇流器1200Ω | 高频基准镇流器
EC5300 | 2 | High Frequency Reference Ballast | GPJ |  | LUM | 51#7F-LUM test lab | I | 2020-05-06 | 2021-05-05 | CEPREI | Closed | 高频基准镇流器和通用集成高频基准源配套使用 | 高频基准镇流器
EC5300 | 3 | High Frequency Reference Ballast | 250Ω |  | LUM | 51#7F-LUM test lab | I | 2021-03-15 | 2022-03-14 | JSMI | Closed | 高频基准镇流器250Ω | 高频基准镇流器
EC5300 | 4 | High Frequency Reference Ballast | 255Ω |  | LUM | 51#7F-LUM test lab | I | 2021-03-15 | 2022-03-14 | JSMI | Closed | 高频基准镇流器255Ω | 高频基准镇流器
EC5300 | 5 | High Frequency Reference Ballast | 260Ω |  | LUM | 51#7F-LUM test lab | I | 2021-03-15 | 2022-03-14 | JSMI | Closed | 高频基准镇流器260Ω | 高频基准镇流器
EC5300 | 6 | High Frequency Reference Ballast | 330Ω |  | LUM | 51#7F-LUM test lab | I | 2021-03-15 | 2022-03-14 | JSMI | Closed | 高频基准镇流器330Ω | 高频基准镇流器
EC5300 | 7 | High Frequency Reference Ballast | 500Ω |  | LUM | 51#7F-LUM test lab | I | 2021-03-15 | 2022-03-14 | JSMI | Closed | 高频基准镇流器500Ω | 高频基准镇流器
EC5300 | 8 | High Frequency Reference Ballast | 725Ω |  | LUM | 51#7F-LUM test lab | I | 2021-03-15 | 2022-03-14 | JSMI | Closed | 高频基准镇流器725Ω | 高频基准镇流器
EC5300 | 9 | High Frequency Reference Ballast | 950Ω |  | LUM | 51#7F-LUM test lab | I | 2021-03-15 | 2022-03-14 | JSMI | Closed | 高频基准镇流器950Ω | 高频基准镇流器
EC5301 |  | steel saucepan | 直径145MM |  | HA | 86#3F-Cooking & HVAC test lab | II | 2020-10-22 | 2021-10-21 | EC JZ | Closed |  | 电磁炉用钢锅
EC5302 |  | steel saucepan | 直径180 |  | HA | 86#3F-Cooking & HVAC test lab | II | 2020-10-22 | 2021-10-21 | EC JZ | Closed |  | 电磁炉用钢锅
EC5303 |  | steel saucepan | 直径220MM |  | HA | 86#3F-Cooking & HVAC test lab | II | 2020-10-22 | 2021-10-21 | EC JZ | Closed |  | 电磁炉用钢锅
EC5305 |  | Endurance test box | 定制 |  | LUM | 51#7F-LUM test lab | I | 2020-11-05 | 2021-11-04 | SETRI | Closed |  | 灯具耐久测试盒
EC5306 |  | Endurance test box | 定制 |  | LUM | 51#7F-LUM test lab | I | 2020-11-05 | 2021-11-04 | SETRI | Closed |  | 灯具耐久测试盒
EC5308 | 1 | GB gauge | 6A 10A 单相两极插头量规 |  | ACCE | 85#5F-Gauge room | II | 2020-10-08 | 2021-10-07 | EC JZ | Closed | 6A 10A 单相两极插头量规 | GB 量规
EC5308 | 10 | GB Gauge | 10A单相两极带接地插座最大通规 |  | ACCE | 85#5F-Gauge room | II | 2020-10-08 | 2021-10-07 | EC JZ | Closed |  | GB 量规
EC5308 | 11 | GB Gauge | 16A单相两极带接地插座最大通规 |  | ACCE | 85#5F-Gauge room | II | 2020-10-08 | 2021-10-07 | EC JZ | Closed |  | GB 量规
EC5308 | 12 | GB Gauge | 10A单相两极带接地插座最小通规 |  | ACCE | 85#5F-Gauge room | II | 2020-10-08 | 2021-10-07 | EC JZ | Closed |  | GB 量规
EC5308 | 13 | GB Gauge | 16A单相两极带接地插座最小通规 |  | ACCE | 85#5F-Gauge room | II | 2020-10-08 | 2021-10-07 | EC JZ | Closed |  | GB 量规
EC5308 | 14 | GB Gauge | 10A单相两极带接地插座止规 |  | ACCE | 85#5F-Gauge room | II | 2020-10-08 | 2021-10-07 | EC JZ | Closed |  | GB 量规
EC5308 | 15 | GB Gauge | 16A单相两极带接地插座止规 |  | ACCE | 85#5F-Gauge room | II | 2020-10-08 | 2021-10-07 | EC JZ | Closed |  | GB 量规
EC5308 | 16 | GB Gauge | 10A单相两极带接地插座不接触规 |  | ACCE | 85#5F-Gauge room | II | 2020-10-08 | 2021-10-07 | EC JZ | Closed |  | GB 量规
EC5308 | 17 | GB Gauge | 16A单相两极带接地插座不接触规 |  | ACCE | 85#5F-Gauge room | II | 2020-10-08 | 2021-10-07 | EC JZ | Closed |  | GB 量规
EC5308 | 18 | GB Gauge | 10A单相两极双用圆插部分通规 |  | ACCE | 85#5F-Gauge room | II | 2020-10-08 | 2021-10-07 | EC JZ | Closed |  | GB 量规
EC5308 | 19 | GB Gauge | 10A单相两极双用圆插部分止规 |  | ACCE | 85#5F-Gauge room | II | 2020-10-08 | 2021-10-07 | EC JZ | Closed |  | GB 量规
EC5308 | 2 | GB Gauge | 6A 10A 单相两极带接地插头内量规 |  | ACCE | 85#5F-Gauge room | II | 2020-10-08 | 2021-10-07 | EC JZ | Closed | 6A 10A 单相两极带接地插头内量规 | GB l量规
EC5308 | 3 | GB Gauge | 16A单相两极带接地插头内量规 |  | ACCE | 85#5F-Gauge room | II | 2020-10-08 | 2021-10-07 | EC JZ | Closed | 16A单相两极带接地插头内量规 | GB 量规
EC5308 | 4 | GB gauge | 10A单相两极带接地插头外量规 |  | ACCE | 85#5F-Gauge room | II | 2020-10-08 | 2021-10-07 | EC JZ | Closed | 10A单相两极带接地插头外量规 | GB 量规
EC5308 | 5 | GB gauge |  |  | ACCE | 85#5F-Gauge room | II | 2020-10-08 | 2021-10-07 | EC JZ | Closed |  | GB 量规
EC5308 | 6 | GB Gauge | 10A单相两极插座最大通规 |  | ACCE | 85#5F-Gauge room | II | 2020-10-08 | 2021-10-07 | EC JZ | Closed |  | GB 量规
EC5308 | 7 | GB Gauge | 10A单相两极插座最小通规 |  | ACCE | 85#5F-Gauge room | II | 2020-10-08 | 2021-10-07 | EC JZ | Closed |  | GB 量规
EC5308 | 8 | GB gauge | 10A单相两极插座止规 |  | ACCE | 85#5F-Gauge room | II | 2020-10-08 | 2021-10-07 | EC JZ | Closed |  | GB 量规
EC5308 | 9 | GB Gauge | 10A单相两极插座不接触规 |  | ACCE | 85#5F-Gauge room | II | 2020-10-08 | 2021-10-07 | EC JZ | Closed |  | GB 量规
EC5309 |  | Drop test machine | KXT3511 |  | SH HEE | 86#4F-Multimedia test lab | II | 2020-10-30 | 2021-10-29 | ES AW | Closed | 123 | 跌落试验机
EC5310 | 1 | GB Gauge | 三相插头内量规16A |  | ACCE | 85#5F-Gauge room | II | 2020-10-08 | 2021-10-07 | EC JZ | Closed |  | GB 量规
EC5310 | 10 | GB Gauge | 三相插座最小通规16A |  | ACCE | 85#5F-Gauge room | II | 2020-10-08 | 2021-10-07 | EC JZ | Closed |  | GB 量规
EC5310 | 11 | GB Gauge | 三相插座最小通规25A |  | ACCE | 85#5F-Gauge room | II | 2020-10-08 | 2021-10-07 | EC JZ | Closed |  | GB 量规
EC5310 | 12 | GB Gauge | 三相插座最小通规36A |  | ACCE | 85#5F-Gauge room | II | 2020-10-08 | 2021-10-07 | EC JZ | Closed |  | GB 量规
EC5310 | 13 | GB Gauge | 三相插座止规16A |  | ACCE | 85#5F-Gauge room | II | 2020-10-08 | 2021-10-07 | EC JZ | Closed |  | GB 量规
EC5310 | 14 | GB Gauge | 三相插座止规25A |  | ACCE | 85#5F-Gauge room | II | 2020-10-08 | 2021-10-07 | EC JZ | Closed |  | GB 量规
EC5310 | 15 | GB Gauge | 三相插座止规36A |  | ACCE | 85#5F-Gauge room | II | 2020-10-08 | 2021-10-07 | EC JZ | Closed |  | GB 量规
EC5310 | 2 | GB Gauge | 三相插头内量规25A |  | ACCE | 85#5F-Gauge room | II | 2020-10-08 | 2021-10-07 | EC JZ | Closed |  | GB 量规
EC5310 | 3 | GB Gauge | 三相插头内量规36A |  | ACCE | 85#5F-Gauge room | II | 2020-10-08 | 2021-10-07 | EC JZ | Closed |  | GB 量规
EC5310 | 4 | GB Gauge | 三相插头外量规16A |  | ACCE | 85#5F-Gauge room | II | 2020-10-08 | 2021-10-07 | EC JZ | Closed |  | GB 量规
EC5310 | 5 | GB Gauge | 三相插头外量规25A |  | ACCE | 85#5F-Gauge room | II | 2020-10-08 | 2021-10-07 | EC JZ | Closed |  | GB 量规
EC5310 | 6 | GB Gauge | 三相插头外量规36A |  | ACCE | 85#5F-Gauge room | II | 2020-10-08 | 2021-10-07 | EC JZ | Closed |  | GB 量规
EC5310 | 7 | GB Gauge | 三相插座最大通规16A |  | ACCE | 85#5F-Gauge room | II | 2020-10-08 | 2021-10-07 | EC JZ | Closed |  | GB 量规
EC5310 | 8 | GB Gauge | 三相插座最大通规25A |  | ACCE | 85#5F-Gauge room | II | 2020-10-08 | 2021-10-07 | EC JZ | Closed |  | GB 量规
EC5310 | 9 | GB Gauge | 三相插座最大通规36A |  | ACCE | 85#5F-Gauge room | II | 2020-10-08 | 2021-10-07 | EC JZ | Closed |  | GB 量规
EC5311 |  | Digital power meter | 8716C1T | 871406258 | ACCE | 85#5F-ACCE & LUM test lab | II | 2020-10-30 | 2021-10-29 | EC JK | Closed |  | 数字电参数测量仪
EC5312 |  | gauge | EN ISO 11806 |  | ACCE | 86#1F-Garden tools test lab (Ⅰ) | II | 2020-10-08 | 2021-10-07 | EC JK | Closed |  | 量规棒
EC5313 |  | AC Power Source | 6430 | 643000001268 | HEE | 86#4F-Multimedia test lab | I | 2020-11-05 | 2021-11-04 | SQI | Closed | RMB | 交流电源
EC5314 |  | TV test signal source | TG45BX | 3000038100 | SH HEE | 86#4F-Multimedia test lab | I | 2021-01-12 | 2022-01-11 | JSMI | Closed |  | 视频信号发生器
EC5315 |  | stiff test pin | 直径3mm，长度300mm |  | HA | 86#3F-Home appliance test lab | II | 2020-10-29 | 2021-10-28 | EC JK | Closed |  | 铁针
EC5317 |  | pink noise generator | NG 8280 | 230 | SH HEE | 86#4F-Multimedia test lab | I | 2020-12-30 | 2021-12-29 | JSMI | Closed |  | 粉红噪声发生器
EC5319 |  | Defibrillation Impulse tester | D5-PF | 432720 | Medical | 86#4F-Multimedia test lab | I | 2021-01-11 | 2022-01-10 | SIMT | Closed |  | 除颤效应测试仪
EC5320 | 1 | LISN Line Impedance Stabilization Network | LS16C | 16011438358 | SH ICT | 86#4F-EMC test lab | I | 2020-11-11 | 2021-11-10 | CEPREI | Closed |  | LISN 线路阻抗稳定网络
EC5321 |  | Conducted Comb Generator | CGC-255 | 311221 | EMC | 86#4F-EMC test lab | I | 2021-03-15 | 2022-03-14 | CEPREI | Closed |  | 梳型型号发生器
EC5322 |  | Comb Generator | CGO-5100B | 331048 | EMC | 86#4F-EMC test lab | I | 2020-01-06 | 2021-01-05 | CEPREI | Calibrating |  | 梳型号发生器
EC5323 |  | Spectral Irradiance Colorimeter | SPIC-200BW | M127179CA8341121 | LUM | 51#7F-LUM test lab | I | 2021-02-01 | 2022-01-31 | EVERFINE | Closed |  | 光谱彩色照度计
EC5324 | 1 | SNAS 164-1 | 2N |  | ACCE | 85#5F-ACCE & LUM test lab | II | 2021-02-14 | 2022-02-13 | EC JZ | Closed |  | 最小拔出力量规 2N
EC5324 | 10 | SANS 164-2 |  |  | ACCE | 85#5F-ACCE & LUM test lab | II | 2020-08-25 | 2021-08-24 | EC JZ | Closed |  | 最大拔出力量规二插脚（尾部带吊钩）
EC5324 | 11 | SANS 164-3 |  |  | ACCE | 85#5F-ACCE & LUM test lab | II | 2020-08-25 | 2021-08-24 | EC JZ | Closed |  | 最大拔出力量规三插脚（尾部加工一个吊钩）
EC5324 | 12 | SANS164-4 |  |  | ACCE | 85#5F-ACCE & LUM test lab | II | 2020-08-25 | 2021-08-24 | EC JZ | Closed |  | 最大拔出力量规A（尾部加工一个吊钩）
EC5324 | 13 | SANS164-4 |  |  | ACCE | 85#5F-ACCE & LUM test lab | II | 2020-08-25 | 2021-08-24 | EC JZ | Closed |  | 最大拔出力量规B
EC5324 | 14 | SANS164-4 |  |  | ACCE | 85#5F-ACCE & LUM test lab | II | 2020-08-25 | 2021-08-24 | EC JZ | Closed |  | 最大拔出力量规C
EC5324 | 15 | SANS164-5 |  |  | ACCE | 85#5F-ACCE & LUM test lab | II | 2020-08-25 | 2021-08-24 | EC JZ | Closed |  | 最大拔出力量规二插脚（尾部吊钩）
EC5324 | 16 | SANS164-6 |  |  | ACCE | 85#5F-ACCE & LUM test lab | II | 2020-08-25 | 2021-08-24 | EC JZ | Closed |  | 最大拔出力量规二插脚（尾部吊钩）
EC5324 | 2 | SNAS 量规 |  |  | ACCE | 85#5F-ACCE & LUM test lab | II | 2021-02-14 | 2022-02-13 | EC JZ | Closed |  | 最小拔出力量规2N
EC5324 | 3 | SNAS 164-2 |  |  | ACCE | 85#5F-ACCE & LUM test lab | II | 2021-02-14 | 2022-02-13 | EC JZ | Closed |  | 最小拔出力量规
EC5324 | 4 | SANS164-3 |  |  | ACCE | 85#5F-ACCE & LUM test lab | II | 2021-02-14 | 2022-02-13 | EC JZ | Closed |  | 最小拔出力量规1.5N
EC5324 | 5 | SANS164-4 |  |  | ACCE | 85#5F-ACCE & LUM test lab | II | 2021-02-14 | 2022-02-13 | EC JZ | Closed |  | 最小拔出力量规2N
EC5324 | 6 | SANS164-5 |  |  | ACCE | 85#5F-ACCE & LUM test lab | II | 2021-02-14 | 2022-02-13 | EC JZ | Closed |  | 最小拔出力量规圆头1.5N
EC5324 | 7 | SANS164-6 |  |  | ACCE | 85#5F-ACCE & LUM test lab | II | 2021-02-14 | 2022-02-13 | EC JZ | Closed |  | 最小拔出力量规 2N
EC5324 | 8 | SNAS 164-1 |  |  | ACCE | 85#5F-ACCE & LUM test lab | II | 2020-08-25 | 2021-08-24 | EC JZ | Closed |  | 最大拔出力量规（尾部有吊钩）
EC5324 | 9 | SANS 164-2 |  |  | ACCE | 85#5F-ACCE & LUM test lab | II | 2020-08-25 | 2021-08-24 | EC JZ | Closed |  | 最大拔出力量规三插脚（尾部一个吊钩）
EC5325 | 1 | SANS164-2 Annex A |  |  | SH Lab | 85#5F-Gauge room | II | 2020-12-29 | 2021-12-28 | EC JZ | Closed |  | SANS164-2 Annex A 量规
EC5325 | 2 | SANS 164-2 Annex B |  |  | SH Lab | 85#5F-Gauge room | II | 2020-12-29 | 2021-12-28 | EC JZ | Closed |  | SANS 164-2 Annex B量规
EC5325 | 3 | SANS 164-2 Annex C |  |  | SH Lab | 85#5F-Gauge room | II | 2020-12-29 | 2021-12-28 | EC JZ | Closed |  | SANS 164-2 Annex C量规
EC5325 | 4 | SANS 164-3 Annex B |  |  | SH Lab | 85#5F-Gauge room | II | 2020-12-29 | 2021-12-28 | EC JZ | Closed |  | SANS 164-3 Annex B量规
EC5325 | 5 | SANS164-3 AnnexC |  |  | SH Lab | 85#5F-Gauge room | II | 2020-12-29 | 2021-12-28 | EC JZ | Closed |  | SANS164-3 AnnexC 量规
EC5325 | 6 | SANS 164-3 AnnexD1 |  |  | SH Lab | 85#5F-Gauge room | II | 2020-12-29 | 2021-12-28 | EC JZ | Closed |  | SANS 164-3 AnnexD1 量规
EC5325 | 7 | SANS 164-3 AnnexD2 |  |  | SH Lab | 85#5F-Gauge room | II | 2020-12-29 | 2021-12-28 | EC JZ | Closed |  | SANS 164-3 AnnexD2量规
EC5325 | 8 | SANS 164-4 AnnexD1 |  |  | SH Lab | 85#5F-Gauge room | II | 2020-12-29 | 2021-12-28 | EC JZ | Closed |  | SANS 164-4 AnnexD1
EC5325 | 9 | SANS 164-4 AnnexD2 |  |  | SH Lab | 85#5F-Gauge room | II | 2020-12-29 | 2021-12-28 | EC JZ | Closed |  | SANS 164-4 AnnexD2
EC5326 |  | Dc electric generator |  |  | SH Lab | 86#2F-Power supply test lab | III | 2015-01-20 | — | ES CZ | Closed |  | 直流电弧发生器
EC5326 | 1 | Digital caliper | 100mm |  | PS | 86#2F-Power supply test lab | I | 2020-11-12 | 2021-11-11 | JSMI | Closed |  | 数显尺
EC5327 |  | Rack for life test |  |  | SH Lab | 51#7F-LUM test lab | I | 2020-09-08 | 2021-09-07 | SETRI | Closed |  | 灯具寿命测试架
EC5328 |  | Controlling device for aging rack |  |  | SH Lab | 51#7F-LUM test lab | I | 2020-09-08 | 2021-09-07 | SETRI | Closed |  | 灯具寿命测试架控制系统
EC5328 | 1 | ageing rack | 16路电压采集系统 |  | LUM | 51#7F-LUM test lab | II | 2020-08-21 | 2021-08-20 | JSMI | Closed |  | 灯具寿命测试架控制系统（16路电压采集系统）
EC5329 | 1 | Electrical battery testing device | CT-3008-10V3A-S1-F | T1412-076052 | PPT | 51#7F-PPT test lab | I | 2020-12-19 | 2021-12-18 | JSMI | Closed |  | 电池测试设备10V3A
EC5329 | 2 | Electrical battery testing device | CT-3008-10V3A-S1-F | T1412-076053 | PPT | 51#7F-PPT test lab | I | 2020-12-19 | 2021-12-18 | JSMI | Closed |  | 电池测试设备10V3A
EC5330 | 1 | Electrical battery testing device | CT-3008-5V3A-S1-F | T1412-076054 | PPT | 51#7F-PPT test lab | I | 2020-12-19 | 2021-12-18 | JSMI | Closed |  | 电池测试设备5V3A
EC5330 | 2 | Electrical battery testing device | CT-3008-5V3A-S1-F | T1412-076055 | PPT | 51#7F-PPT test lab | I | 2020-12-19 | 2021-12-18 | JSMI | Closed |  | 电池测试设备5V3A
EC5330 | 3 | Electrical battery testing device | CT-3008-5V3A-S1-F | T1412-076056 | PPT | 51#7F-PPT test lab | I | 2020-12-19 | 2021-12-18 | JSMI | Closed |  | 电池测试设备5V3A
EC5330 | 4 | Electrical battery testing device | CT-3008-5V3A-S1-F | T1412-076070 | PPT | 51#7F-PPT test lab | I | 2020-12-19 | 2021-12-18 | JSMI | Closed |  | 电池测试设备5V3A
EC5331 | 1 | Electrical battery testing device | CT-4008-5V3A-S1-F（高速） | T1412-076057 | PPT | 51#7F-PPT test lab | I | 2020-12-06 | 2021-12-05 | JSMI | Closed |  | 电池测试设备5V3A（高速）
EC5331 | 2 | Electrical battery testing device | CT-4008-5V3A-S1-F（高速） | T1412-076058 | PPT | 51#7F-PPT test lab | I | 2020-12-06 | 2021-12-05 | JSMI | Closed |  | 电池测试设备5V3A（高速）
EC5331 | 3 | Electrical battery testing device | CT-4008-5V3A-S1-F（高速） | T1412-076059 | PPT | 51#7F-PPT test lab | I | 2020-12-06 | 2021-12-05 | JSMI | Closed |  | 电池测试设备5V3A（高速）
EC5331 | 4 | Electrical battery testing device | CT-4008-5V3A-S1-F（高速） | T1412-076060 | PPT | 51#7F-PPT test lab | I | 2020-12-06 | 2021-12-05 | JSMI | Closed |  | 电池测试设备5V3A（高速）
EC5332 | 1 | Electrical battery testing device | CT-4008-10V6A-FA（高速） | T1412-076061 | PPT | 51#7F-PPT test lab | I | 2020-12-19 | 2021-12-18 | JSMI | Closed |  | 电池测试设备10V6A（高速）
EC5332 | 2 | Electrical battery testing device | CT-4008-10V6A-FA（高速） | T1412-076062 | PPT | 51#7F-PPT test lab | I | 2020-12-19 | 2021-12-18 | JSMI | Closed |  | 电池测试设备10V6A（高速）
EC5333 | 1 | Electrical battery testing device | CT-4008-15V50mA-S1-F（高速） | T1412-076063 | PPT | 51#7F-PPT test lab | I | 2020-12-19 | 2021-12-18 | JSMI | Closed |  | 电池测试设备15V50mA
EC5333 | 2 | Electrical battery testing device | CT-4008-15V50mA-S1-F（高速） | T1412-076064 | PPT | 51#7F-PPT test lab | I | 2020-12-19 | 2021-12-18 | JSMI | Closed |  | 电池测试设备15V50mA
EC5333 | 3 | Electrical battery testing device | CT-4008-15V50mA-S1-F（高速） | T1412-076065 | PPT | 51#7F-PPT test lab | I | 2020-12-19 | 2021-12-18 | JSMI | Closed |  | 电池测试设备15V50mA
EC5333 | 4 | Electrical battery testing device | CT-4008-15V50mA-S1-F（高速） | T1412-076066 | PPT | 51#7F-PPT test lab | I | 2020-12-19 | 2021-12-18 | JSMI | Closed |  | 电池测试设备15V50mA
EC5334 |  | Electrical battery testing device | CT-4008-60V10A-NA | T1412-076067 | PPT | 51#7F-PPT test lab | I | 2020-12-19 | 2021-12-18 | JSMI | Closed |  | 电池测试设备60V10A
EC5336 |  | DC Power Source | 62050P-100-100 |  | ICT | 86#4F-Multimedia test lab | I | 2021-01-08 | 2022-01-07 | JSMI | Closed |  | 直流电源
EC5337 |  | DC Load | 63640-80-80*2+63600-2 | 2015F11-10-000056 | ICT | 86#4F-Multimedia test lab | I | 2020-06-10 | 2021-06-09 | JSMI | Closed |  | 直流电子负载
EC5338 |  | Signal analyzer (spectrometer) | N9030A |  | EMC | 86#4F-EMC test lab | I | 2021-03-16 | 2022-03-15 | CEPREI | Closed | Firmware version：A.24.57 | 信号分析仪（频谱仪）
EC5338 | 1 | Signal analyzer (spectrometer) | 50M-18GHz（U2021X） |  | EMC | 86#4F-EMC test lab | I | 2021-03-16 | 2022-03-15 | CEPREI | Closed |  | 信号分析仪（频谱仪）
EC5338 | 2 | Signal analyzer (spectrometer) | N5181A |  | EMC | 86#4F-EMC test lab | I | 2021-03-16 | 2022-03-15 | CEPREI | Closed |  | 信号分析仪（频谱仪）
EC5339 |  | Temperature and humidity recorder | S320TH | S320TH553J | SH Lab | 51#7F-LUM test lab | I | 2020-12-24 | 2021-12-23 | JSMI | Closed | S320TH | 温湿度记录仪
EC5340 |  | Temperature and humidity recorder | S320TH | S320TH555E | SH Lab | 51#7F-LUM test lab | I | 2021-01-14 | 2022-01-13 | JSMI | Closed | S320TH | 温湿度记录仪
EC5341 |  | Starting voltage measurement circuit box for ignitors | 定制 |  | SH Lab | 51#7F-LUM test lab | I | 2020-04-08 | 2021-04-07 | SETRI | Calibrating | IEC 61347 -2-1 Fig.1 | 高强度气体放电灯用电子镇流器启动电压测试装置
EC5342 |  | 120K Ohm Resistor | 自制 |  | SH Lab | 86#3F-Home appliance test lab | I | 2021-01-13 | 2022-01-12 | JSMI | Closed |  | 120K Ohm 电阻盒
EC5344 |  | weight | 156N |  | SH Lab | 86#3F-Construction test lab (Ⅱ) | III | 2014-12-30 | — | ES HG | Closed |  | 重物
EC5345 |  | Active Loop Antenna | FMZB1519 | 1519-059 | EMC | 86#6F-Control room | I | 2020-03-25 | 2021-03-24 | SIMT | Calibrating |  | 环形天线
EC5346 |  | Burner wing top |  |  | SH Lab | 86#1F-Environment test lab | II | 2021-01-15 | 2022-01-14 | ES AW | Closed |  | 燃烧嘴
EC5347 |  | dial-gauge MICROMETER |  |  | SH Lab | 86#1F-Environment test lab | II | 2021-01-15 | 2022-01-14 | ES AW | Closed |  | 带压力千分尺
EC5348 |  | gauge |  |  | SH Lab | 86#1F-Environment test lab | II | 2021-01-15 | 2022-01-14 | EC JK | Closed |  | 燃烧架
EC5349 |  | Magnifier | PEAK1975-7X |  | SH Lab | 86#4F-Multimedia test lab | I | 2021-03-17 | 2022-03-16 | SIMT | Closed | 7X | 放大镜
EC5350 |  | Magnifier | PEAK2016-15X |  | SH Lab | 86#4F-Multimedia test lab | I | 2021-03-17 | 2022-03-16 | SIMT | Closed | 15X | 放大镜
EC5351 |  | Magnifier | PEAK1960-5X |  | SH Lab | 86#4F-Multimedia test lab | III | 2015-01-19 | — | MFG | Closed | 注：2015/01 已改为普通工具 | 放大镜（5X）
EC5352 |  | Rubber aging test chamber |  |  | SH Lab | 86#3F-Home appliance test lab | III | 2015-03-13 | — | ES HG | Closed |  | 橡胶老化测试箱
EC5352 | 1 | pressure gage |  |  | ACCE | 86#3F-Home appliance test lab | I | 2020-07-21 | 2021-07-20 | JSMI | Closed |  | 压力表
EC5352 | 2 | thermometer |  |  | ACCE | 86#3F-Home appliance test lab | II | 2021-01-15 | 2022-01-14 | ES AW | Closed |  | 温度计
EC5352 | 3 | timer |  |  | HA | 86#1F-1F Power distribution room | II | 2020-05-28 | 2021-05-27 | ES AW | Closed |  | 计时器
EC5354 |  | Twisted-pair cable equipment | 定制 |  | SH Lab | 86#4F-Multimedia test lab | II | 2021-04-08 | 2022-04-07 | ES AW | Closed |  | 双绞线测试设备
EC5354 | 1 | Weight of Twisted-pair cable equipment | 定制 |  | SH Lab | 86#4F-Multimedia test lab | I | 2020-04-08 | 2021-04-07 | SETRI | Calibrating |  | 双绞线测试设备砝码（27N）
EC5354 | 2 | Weight of Twisted-pair cable equipment（27N） | 定制 |  | SH Lab | 86#4F-Multimedia test lab | I | 2020-04-08 | 2021-04-07 | SETRI | Calibrating |  | 双绞线测试设备砝码（27N）
EC5354 | 3 | Weight of Twisted-pair cable equipment（27N） | 定制 |  | SH Lab | 86#4F-Multimedia test lab | I | 2020-04-08 | 2021-04-07 | SETRI | Calibrating |  | 双绞线测试设备砝码（27N）
EC5354 | 4 | Weight of Twisted-pair cable equipment（13.5N） | 定制 |  | SH Lab | 86#4F-Multimedia test lab | I | 2020-04-08 | 2021-04-07 | SETRI | Calibrating |  | 双绞线测试设备砝码（13.5N）
EC5354 | 5 | Weight of Twisted-pair cable equipment（13.5N） | 定制 |  | SH Lab | 86#4F-Multimedia test lab | I | 2020-04-08 | 2021-04-07 | SETRI | Calibrating |  | 双绞线测试设备砝码（13.5N）
EC5354 | 6 | Weight of Twisted-pair cable equipment（3.6N） | 定制 |  | SH Lab | 86#4F-Multimedia test lab | I | 2020-04-08 | 2021-04-07 | SETRI | Calibrating |  | 双绞线测试设备砝码（3.6N）
EC5354 | 7 | Weight of Twisted-pair cable equipment（3.4N） | 定制 |  | SH Lab | 86#4F-Multimedia test lab | I | 2020-04-08 | 2021-04-07 | SETRI | Calibrating |  | 双绞线测试设备砝码（3.4N）
EC5354 | 8 | Weight of Twisted-pair cable equipment（0.85N） | 定制 |  | SH Lab | 86#4F-Multimedia test lab | I | 2020-04-08 | 2021-04-07 | SETRI | Calibrating |  | 双绞线测试设备砝码（0.85N）
EC5354 | 9 | Weight of Twisted-pair cable equipment（0.85N） | 定制 |  | SH Lab | 86#4F-Multimedia test lab | I | 2020-04-08 | 2021-04-07 | SETRI | Calibrating |  | 双绞线测试设备砝码（0.85N）
EC5355 |  | pressure meter | Y-100BF/Z 0~1.6MPA | 0A150129304 | Retailer | 51#7F-PPT test lab | I | 2021-03-10 | 2022-03-09 | JSMI | Closed |  | 压力表（0~1.6MPA，1.6级）
EC5357 |  | test finger |  |  | SH Lab | 86#3F-Home appliance test lab | II | 2021-01-29 | 2022-01-28 | EC JK | Closed |  | 测试指
EC5363 |  | DC high voltage tester | MS2674 | 27357 | SH Lab | 51#7F-LUM test lab | I | 2020-07-07 | 2021-07-06 | JSMI | Closed |  | 直流耐压测试仪（15KV DC）
EC5365 |  | 5J vertical hammer |  |  | HA | 86#3F-Construction test lab (Ⅱ) | II | 2020-05-04 | 2021-05-03 | EC JK | Closed |  | 5J 跌落冲击
EC5366 |  | 5J impact hammer |  |  | SH Lab | 51#7F-LUM test lab | II | 2020-05-04 | 2021-05-03 | EC JK | Closed |  | 5J 跌落冲击
EC5371 |  | Test apparatus for ground recessed luminaries | 定制 |  | LUM | 51#7F-LUM test lab | I | 2021-01-08 | 2022-01-07 | SETRI | Closed |  | 地面嵌入式灯具测试设备
EC5376 |  | steel sphere | 直径：50.8mm, 0.535公斤 |  | HA | 86#3F-Home appliance test lab | II | 2021-03-06 | 2022-03-05 | ES AW | Closed |  | 钢球
EC5380 |  | impact test apparatus | IEC60335-2-69 Figure101 |  | HA | 86#3F-Home appliance test lab | II | 2021-03-06 | 2022-03-05 | ES AW | Closed |  | 冲击装置
EC5383 |  | The three-phase harmonic and flicker analyzer | DPA 503 | P1425135199 | EMC | 86#4F-EMC test lab | I | 2020-07-26 | 2021-07-25 | SQI | Closed |  | 三相谐波闪烁分析仪
EC5383 | 1 | Three phase flash impedance | AIF 503N32 | V1033107204 | EMC | 86#4F-EMC test lab | I | 2020-08-29 | 2021-08-28 | JSMI | Closed |  | 三相闪烁阻抗
EC5383 | 2 | 3-phase multifunctional AC/DC poer source | net wave 30 | V1451146049 | EMC | 86#4F-EMC test lab | I | 2020-07-26 | 2021-07-25 | SIMT | Closed |  | 三相多功能交流/直流电源
EC5384 |  | 5M tapeline | TX34-5M |  | SH HEE | 86#4F-Multimedia test lab | III | 2015-03-04 | — | SIMT | Closed | 2015.06.22 | 5米卷尺
EC5392 |  | drop tester |  |  | HA | Haining test lab | I | 2020-04-17 | 2021-04-16 | SETRI | Calibrating |  | 吸尘器电刷头跌落试验仪
EC5394 |  | flexing test apparatus | KXT3244 |  | AV | Haining test lab | I | 2021-01-08 | 2022-01-07 | SETRI | Closed |  | 曲绕测试装置
EC5394 | 1 | Flexing test（voltmeter) | 500V |  | AV | 86#2F-Construction test lab(Ⅰ) | II | 2021-03-22 | 2022-03-21 | EC JK | Closed |  | 曲绕实验装置（电压表）
EC5394 | 2 | current meter |  |  | AV | 86#2F-Construction test lab(Ⅰ) | II | 2021-03-22 | 2022-03-21 | EC JK | Closed |  | 电流表
EC5394 | 3 | current meter |  |  | AV | 86#2F-Construction test lab(Ⅰ) | II | 2021-03-22 | 2022-03-21 | EC JK | Closed |  | 电流表
EC5394 | 4 | current meter |  |  | AV | 86#2F-Construction test lab(Ⅰ) | II | 2021-03-22 | 2022-03-21 | EC JK | Closed |  | 电流表
EC5395 |  | charcoal ignitors testing equipment |  |  | SH Lab | 86#3F-Home appliance test lab | III | 2015-06-02 | — | ES HG | Closed |  | 木炭点火器测试装置
EC5396 |  | precast concrete slabs |  |  | HA | 86#3F-Construction test lab (Ⅱ) | III | 2015-05-07 | — | ES CZ | Closed |  | 预制混凝土板
EC5396 | 1 | precast concrete slabs |  |  | HA | 86#3F-Construction test lab (Ⅱ) | III | 2015-05-07 | — | ES CZ | Closed |  | 预制混凝土板
EC5399 |  | cookware and lid | 180 |  | HA | 86#3F-Home appliance test lab | II | 2020-05-26 | 2021-05-25 | ES AW | Closed |  | 锅子和盖子
EC5400 |  | cookware and lid | 210 |  | HA | 86#3F-Home appliance test lab | II | 2020-05-26 | 2021-05-25 | ES AW | Closed |  | 锅子和盖子
EC5401 |  | cookware and lid | 2400 |  | HA | 86#3F-Home appliance test lab | II | 2020-05-26 | 2021-05-25 | ES AW | Closed |  | 锅子和盖子
EC5403 |  | Winding Equipment | 定制 |  | SH Lab | Haining test lab | I | 2020-04-08 | 2021-04-07 | SETRI | Calibrating |  | 绕线测试设备
EC5421 |  | pressure test equipment | 5.5/63 |  | SH Lab | 86#3F-Home appliance test lab | III | 2015-05-27 | — | ES CZ | Closed |  | 试压泵
EC5423 |  | pressure meter | 0.25MPa 2.5级 | RD150410580 | SH Lab | 86#3F-Home appliance test lab | I | 2020-05-29 | 2021-05-28 | JSMI | Closed | 0.25MPa Y-60 | 压力表（0.25MPa）
EC5424 |  | pressure meter | 0.4MPa 2.5级 | RD150410579 | SH Lab | 86#3F-Home appliance test lab | I | 2020-05-29 | 2021-05-28 | JSMI | Closed | 0.4MPa | 压力表（0.4MPa）
EC5425 |  | pressure meter | 0.6MPa 2.5级 | RD150435583 | SH Lab | 86#3F-Home appliance test lab | I | 2020-05-29 | 2021-05-28 | JSMI | Closed | 0.6MPa | 压力表（0.6MPa）
EC5427 |  | pressure meter | 2.5MPa 2.5级 | SE150535696 | SH Lab | 86#3F-Home appliance test lab | I | 2020-09-24 | 2021-09-23 | JSMI | Closed | 2.5MPa | 压力表（2.5MPa）
EC5428 |  | pressure meter | 4MPa 2.5级 | RD150429596 | SH Lab | 86#3F-Home appliance test lab | I | 2020-05-29 | 2021-05-28 | JSMI | Closed | 4MPa | 压力表（4MPa）
EC5429 |  | pressure meter | 6MPa 2.5级 | OA140129997 | SH Lab | 86#3F-Home appliance test lab | I | 2020-05-29 | 2021-05-28 | JSMI | Closed | 6MPa | 压力表（6MPa）
EC5430 |  | pressure meter | 16MPa 2.5级 | RD150435584 | SH Lab | 86#3F-Home appliance test lab | I | 2020-05-29 | 2021-05-28 | JSMI | Closed | 16MPa | 压力表（16MPa）
EC5431 |  | pressure meter | 25MPa 2.5级 | QC140310028 | SH Lab | 86#3F-Home appliance test lab | I | 2020-04-29 | 2021-04-28 | JSMI | Calibrating | 25MPa | 压力表（25MPa）
EC5432 |  | pressure meter | 40MPa 2.5级 | RD150410578 | SH Lab | 86#3F-Home appliance test lab | I | 2020-05-29 | 2021-05-28 | JSMI | Closed | 40MPa | 压力表（40MPa）
EC5433 |  | pressure meter | 60MPa 2.5级 | SE150510732 | SH Lab | 86#3F-Home appliance test lab | I | 2020-05-29 | 2021-05-28 | JSMI | Closed | 60MPa | 压力表（60MPa）
EC5434 |  | polyethylene discs | φ80mm, 厚度2mm |  | SH Lab | 86#3F-Home appliance test lab | II | 2020-05-14 | 2021-05-13 | ES AW | Closed |  | 塑料片
EC5435 |  | test lamphoder for IEC/EN 60360 | E27*1 |  | SH Lab | 51#7F-LUM test lab | III | 2015-06-02 | — | EC JZ | Closed |  | 测试灯座
EC5436 |  | Test lampholder | E14*1 |  | SH Lab | 51#7F-LUM test lab | III | 2015-06-02 | — | EC JZ | Closed |  | 测试灯座
EC5437 |  | test lampholder | E22 |  | SH Lab | 51#7F-LUM test lab | III | 2015-06-02 | — | EC JZ | Closed |  | 测试灯座
EC5438 |  | Test lampholder | E15 |  | SH Lab | 51#7F-LUM test lab | III | 2015-06-02 | — | EC JZ | Closed |  | 测试灯座
EC5439 |  | test lampholder | E40 |  | SH Lab | 51#7F-LUM test lab | III | 2015-06-02 | — | EC JZ | Closed |  | 测试灯座
EC5441 |  | pressure testing pump |  |  | CIXI | 86#3F-Home appliance test lab | III | 2015-05-27 | — | ES CZ | Closed |  | 试压泵
EC5457 |  | Power transmitter |  |  | IW | 86#1F-IW test lab | I | 2019-06-04 | 2021-06-03 | GRGT | Closed | 690V/5A-3相4线 | 功率变送器
EC5461 |  | Rapid spectral radiometer | PHOTO-2000J | G100747TM1351119/J1351186 | PPT | 51#7F-PPT test lab | I | 2020-06-03 | 2021-06-02 | EVERFINE | Closed |  | 智能型多功能光度计
EC5467 |  | AC/DC digital power meter | WT310-H-C2/C7/G5 （20A） | C2RE19011V | ICT | 86#4F-EMC test lab | I | 2020-07-08 | 2021-07-07 | JSMI | Closed |  | 数字功率计（WT310）
EC5479 |  | test corner | 0.6X0.6X0.6 |  | SH Lab | 86#4F-Multimedia test lab | III | 2015-06-24 | — | ES CZ | Closed |  | 测试角
EC5480 |  | test corner | 1.8X1X0.5 |  | SH Lab | 86#4F-Multimedia test lab | III | 2015-06-24 | — | ES CZ | Closed |  | 测试角
EC5486 |  | 1K10 impact tester 20J | 20J |  | PT | 86#2F-Construction test lab(Ⅰ) | II | 2020-06-29 | 2021-06-28 | EC JZ | Closed |  | 20J 冲击头
EC5487 |  | Current transformer |  |  | IW | 86#1F-IW test lab | I | 2019-04-26 | 2021-04-25 | JSMI | Calibrating | 30：5 A-0.2级 | 电流互感器
EC5488 |  | Current transformer |  |  | IW | 86#1F-IW test lab | I | 2019-04-26 | 2021-04-25 | JSMI | Calibrating | 30：5 A-0.2级 | 电流互感器
EC5489 |  | Current transformer |  |  | IW | 86#1F-IW test lab | I | 2019-04-26 | 2021-04-25 | JSMI | Calibrating | 30：5 A-0.2级 | 电流互感器
EC5503 |  | 8 channel Data Acquisition | CS-5008-N | 143568 | BJ | 51#7F-SH Wind test lab | I | 2019-03-26 | 2021-03-25 | CASC | Calibrating |  | 8通道便携式数据采集器
EC5503 | 1 | 2 channel bridge test module | CANSAS-Bridge2 | 897737 | BJ | 86#1F-IW test lab | I | 2019-06-17 | 2021-06-16 | NIM | Closed |  | 2通道桥路测试模块
EC5503 | 2 | 2 channel bridge test module | CANSAS-Bridge2 | 897783 | BJ | 86#1F-IW test lab | I | 2019-03-26 | 2021-03-25 | CASC | Calibrating |  | 2通道桥路测试模块
EC5503 | 3 | 2 channel bridge test module | CANSAS-Bridge2 | 897784 | BJ | 86#1F-IW test lab | I | 2019-03-26 | 2021-03-25 | CASC | Calibrating |  | 2通道桥路测试模块
EC5503 | 4 | 2 channel bridge test module | CANSAS-Bridge2 | 897785 | BJ | 86#1F-IW test lab | I | 2019-06-17 | 2021-06-16 | NIM | Closed |  | 2通道桥路测试模块
EC5503 | 5 | 2 channel bridge test module | CANSAS-Bridge2 | 897787 | BJ | 86#1F-IW test lab | I | 2015-09-14 | 2017-09-13 | NIM | Closed |  | 2通道桥路测试模块
EC5503 | 6 | 8 channel strain measurement module | CANSAS-L-DCB8 | 897888 | BJ | 86#1F-IW test lab | I | 2019-03-26 | 2021-03-25 | CASC | Calibrating |  | 8通道应变测量模块
EC5503 | 7 | 16 channel digital data acquisition module | CANSAS-L-DI16 | 898038 | BJ | 86#1F-IW test lab | I | 2019-03-26 | 2021-03-25 | CASC | Calibrating |  | 16通道数字量采集模块
EC5503 | 8 | 16 channel voltage measurement module | CANSAS-L-SC16 | 898131 | BJ | 86#1F-IW test lab | I | 2019-03-26 | 2021-03-25 | CASC | Calibrating |  | 16通道电压测量模块
EC5504 |  | Climate Test Chamber | SETH-Z-022L | 806351032 | PS | 86#2F-Power supply test lab | II | 2020-10-17 | 2021-10-16 | EC JK | Closed |  | 高低温调温调湿箱
EC5513 |  | DC constant voltage/current power source | AN50603Z | 1507506002G | GT | 86#1F-Garden tools test lab (Ⅰ) | I | 2020-07-10 | 2021-07-09 | JSMI | Closed | OUTPUT 150V DC 60A | 直流稳压电源
EC5514 |  | temp.wireless transmission for automatic vacuum cleaner |  |  | SH Lab | 86#3F-Home appliance test lab | II | 2021-03-25 | 2022-03-24 | ES AW | Closed |  | 吸尘器无线温升测试装置
EC5515 |  | needle |  |  | PT | 86#2F-Garden tools test lab (Ⅱ) | III | 2015-08-10 | — | EC JZ | Closed |  | 热巨变测试设备
EC5516 |  | Vane |  |  | IW | 86#1F-IW test lab | I | 2015-06-11 | 2017-06-10 | SIMT | Closed |  | 风向标
EC5517 |  | Vane |  |  | IW | 86#1F-IW test lab | I | 2015-06-11 | 2017-06-10 | SIMT | Closed |  | 风向标
EC5518 |  | Vane |  |  | IW | 86#1F-IW test lab | I | 2015-06-11 | 2017-06-10 | SIMT | Closed |  | 风向标
EC5519 |  | Vane |  | 1160031 | IW | 86#1F-IW test lab | I | 2015-06-11 | 2017-06-10 | SIMT | Closed |  | 风向标
EC5520 |  | Vane |  |  | IW | 86#1F-IW test lab | I | 2015-06-11 | 2017-06-10 | SIMT | Closed |  | 风向标
EC5521 |  | Vane |  |  | IW | 86#1F-IW test lab | I | 2015-06-11 | 2017-06-10 | SIMT | Closed |  | 风向标
EC5522 |  | wind speed meter |  |  | IW | 86#1F-IW test lab | I | 2019-06-03 | 2021-06-02 | MFG | Closed |  | 风速计
EC5523 |  | wind speed meter |  |  | IW | 86#1F-IW test lab | I | 2019-06-04 | 2021-06-03 | SIMT | Closed |  | 风速计
EC5524 |  | wind speed meter |  |  | IW | 86#1F-IW test lab | I | 2019-06-03 | 2021-06-02 | MFG | Closed |  | 风速计
EC5525 |  | wind speed meter |  |  | IW | 86#1F-IW test lab | I | 2015-06-17 | 2017-06-16 | SIMT | Closed |  | 风速计
EC5526 |  | wind speed meter |  |  | IW | 86#1F-IW test lab | I | 2015-06-17 | 2017-06-16 | SIMT | Closed |  | 风速计
EC5527 |  | wind speed meter |  |  | IW | 86#1F-IW test lab | I | 2015-06-17 | 2017-06-16 | SIMT | Closed |  | 风速计
EC5528 |  | wind speed meter |  |  | IW | 86#1F-IW test lab | I | 2015-06-17 | 2017-06-16 | SIMT | Closed |  | 风速计
EC5529 |  | wind speed meter |  |  | IW | 86#1F-IW test lab | I | 2015-06-17 | 2017-06-16 | SIMT | Closed |  | 风速计
EC5542 | 1 | Calibrated fuselink | Fig NO.28 of BS1363 | 18-6-366 | ACCE | 85#5F-ACCE & LUM test lab | II | 2020-07-27 | 2021-07-26 | ES AW | Closed | UKAS 证书费用 USD200/只 | 标准保险丝
EC5542 | 2 | Calibrated fuselink | Fig NO.28 of BS1363 | 18-6-367 | ACCE | 85#5F-ACCE & LUM test lab | II | 2020-07-27 | 2021-07-26 | ES AW | Closed | UKAS 证书费用 USD200/只 | 标准保险丝
EC5542 | 3 | Calibrated fuselink | Fig NO.28 of BS1363 | 18-6-368 | ACCE | 85#5F-ACCE & LUM test lab | II | 2020-07-27 | 2021-07-26 | ES AW | Closed |  | 标准保险丝
EC5542 | 4 | Calibrated fuselink | Fig NO.28 of BS1363 | 18-6-369 | ACCE | 85#5F-ACCE & LUM test lab | II | 2020-07-27 | 2021-07-26 | ES AW | Closed |  | 标准保险丝
EC5542 | 5 | Calibrated fuselink | Fig NO.28 of BS1363 | 18-6-370 | ACCE | 85#5F-ACCE & LUM test lab | II | 2020-07-27 | 2021-07-26 | ES AW | Closed |  | 标准保险丝
EC5544 |  | Rotating speed frequency meter | GZCY-2 | HYC010 | Facility | 86#4F-Calibration room | I | 2020-06-05 | 2021-06-04 | JSMI | Closed |  | 转速频率仪
EC5545 |  | Gauge NFC61314 |  |  | ACCE | 85#5F-Gauge room | II | 2020-08-21 | 2021-08-20 | ES AW | Closed |  | 量规 NFC61314
EC5546 |  | Gauge NFC61314 |  |  | ACCE | 85#5F-Gauge room | II | 2020-08-21 | 2021-08-20 | ES AW | Closed |  | 量规 NFC61314
EC5550 |  | Current measuring circuit for wet contact |  |  | PT | 86#1F-Tools & machinery test lab | II | 2020-08-20 | 2021-08-19 | ES AW | Closed |  | 潮湿接触电流测量电路
EC5551 |  | Current measuring circuit for electrical burns |  |  | PT | 86#1F-Tools & machinery test lab | II | 2020-08-20 | 2021-08-19 | ES AW | Closed |  | 电灼伤电流测量电路
EC5556 |  | pressure device for IEC60320 connector |  |  | ACCE | 85#5F-Gauge room | II | 2020-09-02 | 2021-09-01 | ES AW | Closed |  | IEC60320连接件压力测试装置
EC5557 |  | pressure device for IEC60320 connector |  |  | ACCE | 85#5F-Gauge room | II | 2020-09-02 | 2021-09-01 | ES AW | Closed |  | IEC60320连接件压力测试装置
EC5560 |  | Regenerative Battery Pack Test System | Chroma 17020 (20V/60A/1250W 8ch) | B17020000073 | PS | 86#2F-Power supply test lab | I | 2021-03-14 | 2022-03-13 | JSMI | Closed | 软件版本 Chroma.IDE 1.0.2.24 | 能源回收式电池模组测试系统 (20V/60A/1250W 8ch)
EC5561 |  | Regenerative Battery Pack Test System | Chroma 17020 (60V/20A/1250W 8ch) | B17020000074 | PS | 86#2F-Power supply test lab | I | 2021-03-14 | 2022-03-13 | JSMI | Closed | 软件版本 Chroma.IDE 1.0.2.24 | 能源回收式电池模组测试系统 (60V/20A/1250W 8ch)
EC5562 |  | Programmable Battery Charge/Discharge Test System | Chroma 17011 (5V/20A 20ch) | C17011000106 | PS | 86#2F-Power supply test lab | I | 2020-12-17 | 2021-12-16 | JSMI | Closed | 软件版本 Chroma.IDE 1.0.2.24 | 可编程电池充放电测试系统 (5V/20A 20ch)
EC5563 |  | air temperature rise |  |  | SH Lab | 86#3F-Home appliance test lab | III | 2015-09-22 | — | EC JZ | Closed |  | 温升测试装置
EC5564 |  | AC frequency converter | KDF-11005G |  | HA | 86#3F-Heating & motor test lab | III | 2015-10-08 | — | ES JX | Closed |  | 交流变频电源
EC5569 |  | threshold |  |  | SH Medical | 86#4F-EMC test lab | III | 2015-09-15 | — | EC JZ | Closed |  | 木门槛
EC5570 |  | gauge | GB1002图1 10A |  | ACCE | 85#5F-Gauge room | II | 2021-03-10 | 2022-03-09 | ES AW | Closed |  | 十次插拔实验量规
EC5571 |  | gauge 1002 10A | GB1002 图3 10A 三扁针 |  | ACCE | 85#5F-Gauge room | II | 2021-03-10 | 2022-03-09 | ES AW | Closed |  | 十次插拔实验量规
EC5572 |  | gauge 1002 16A | GB1002 图3 16A |  | ACCE | 85#5F-Gauge room | II | 2021-03-10 | 2022-03-09 | ES AW | Closed |  | 十次插拔实验量规
EC5573 |  | gauge 1002 10A | GB1002 图17 10A |  | ACCE | 85#5F-Gauge room | II | 2021-03-10 | 2022-03-09 | ES AW | Closed |  | 十次插拔实验量规
EC5574 |  | gauge 1002 10A FIG1 | GB1002图1 10A 二扁插针 |  | ACCE | 85#5F-Gauge room | II | 2021-03-10 | 2022-03-09 | ES AW | Closed |  | 最大吊拔力实验量规（反面带钩子）
EC5575 |  | gauge 1002 10A FIG3 | GB1002 图3 三扁插针 10A |  | ACCE | 85#5F-Gauge room | II | 2021-03-10 | 2022-03-09 | ES AW | Closed |  | GB1002 图3 三扁插针 10A
EC5588 |  | COUPLING / DECOUPLING NETWORKS CDN-M2N (16A) | CDN-M2N /240V,16A | P1529160603 | ICT | 86#4F-EMC test lab | I | 2020-08-15 | 2021-08-14 | CEPREI | Closed | 包含附件CA T2/AF2一个 | 耦合/去耦网络模块CDN-M2N (16A)
EC5589 |  | COUPLING / DECOUPLING NETWORKS CDN-M2N (16A) | CDN-M2N /240V,16A | P1529160604 | ICT | 86#4F-EMC test lab | I | 2020-08-15 | 2021-08-14 | CEPREI | Closed |  | 耦合/去耦网络模块CDN-M2N (16A)
EC5590 |  | COUPLING / DECOUPLING NETWORKS CDN-M5 (16A) | CDN-M5 /3*400V 16A | P1508150799 | ICT | 86#4F-EMC test lab | I | 2021-02-08 | 2022-02-07 | SIMT | Closed | 包含附件CA M5N一个 | 耦合/去耦网络模块CDN-M5 (16A)
EC5594 |  | Pressure/Vacuum Transducer Module | PV350 |  | SH Lab | 51#7F-PPT test lab | I | 2021-02-03 | 2022-02-02 | JSMI | Closed |  | 压力测试模块（Fluke PV350）
EC5596 |  | Argon Electrotome | YD2000 | 130037 | SH Medical | 86#2F-TCO test lab | I | 2021-03-16 | 2022-03-15 | SIMT | Closed |  | 氩气电刀
EC5597 |  | Microwave survey meter | HI-1501 | 201828 | HA | 86#3F-Home appliance test lab | I | 2020-08-10 | 2021-08-09 | GRGT | Closed |  | 微波测量仪
EC5610 |  | Endurance test box | 定制 |  | LUM | 51#7F-LUM test lab | I | 2020-11-05 | 2021-11-04 | SETRI | Closed |  | 灯具耐久测试盒
EC5611 |  | Endurance test box | 定制 |  | LUM | 51#7F-LUM test lab | I | 2020-11-05 | 2021-11-04 | SETRI | Closed |  | 灯具耐久测试盒
EC5612 |  | impact hammer | 0.22J |  | SH ACCE | 85#5F-Gauge room | II | 2021-11-16 | 2022-02-15 | EC JK | Closed |  | 冲击锤
EC5613 |  | impact hammer | 0.33J |  | SH ACCE | 85#5F-Gauge room | II | 2021-11-16 | 2022-02-15 | EC JK | Closed |  | 冲击锤
EC5614 |  | impact hammer | 0.44J |  | SH ACCE | 85#5F-Gauge room | II | 2021-11-16 | 2022-02-15 | EC JK | Closed |  | 冲击锤
EC5615 |  | impact hammer | 0.55J |  | SH ACCE | 85#5F-Gauge room | II | 2021-11-16 | 2022-02-15 | EC JK | Closed |  | 冲击锤
EC5621 |  | U-Pressure gauge |  |  | PS | 86#2F-Power supply test lab | III | 2015-11-22 | — | JSMI | Closed |  | U型压力计
EC5622 |  | Beaker |  |  | PS | 86#2F-Power supply test lab | III | 2015-11-30 | — | SIMT | Closed | 1000ml | 烧杯
EC5623 |  | Beaker |  |  | PS | 86#2F-Power supply test lab | III | 2015-11-30 | — | SIMT | Closed | 2000ml | 烧杯
EC5624 |  | Beaker |  |  | PS | 86#2F-Power supply test lab | III | 2015-11-30 | — | SIMT | Closed | 5000ml | 烧杯
EC5627 |  | Spectroradio meter | CS-2000A | 2001363 | SH ICT | 86#2F-TCO test lab | I | 2020-07-27 | 2021-11-26 | NIM | Closed |  | 分光辐射亮度计
EC5628 |  | GFCI test equipment | 定制 |  | ACCE | Haining test lab | III | 2019-11-20 | — | ES AW | Closed | 2019.11.20设备本体改I类 | GFCI 测试装置
EC5628 | 4 | angle |  |  | ACCE | 85#5F-ACCE & LUM test lab | I | 2020-09-20 | 2023-09-19 | JSMI | Closed |  | 量角尺
EC5628 | 5 | Angle |  |  | ACCE | 85#5F-ACCE & LUM test lab | I | 2020-09-20 | 2023-09-19 | JSMI | Closed |  | 量角尺
EC5635 |  | stainless Standard weights | 2公斤 |  | CN FAC | 86#4F-Calibration room | III | 2015-12-11 | — | SIMT | Closed |  | 不锈钢标准砝码 F2
EC5636 |  | stainless Standard weights | 10公斤 |  | CN FAC | 86#4F-Calibration room | III | 2015-12-11 | — | SIMT | Closed |  | M1 等级 10公斤 不锈钢砝码
EC5637 |  | standard weights | 25公斤 |  | CN FAC | 86#4F-Calibration room | III | 2015-12-11 | — | SIMT | Closed |  | 铸铁砝码 M2等级 25公斤
EC5638 |  | standard weights | 25公斤 |  | CN FAC | 86#4F-Calibration room | III | 2015-12-11 | — | SIMT | Closed |  | 铸铁砝码 M2等级 25公斤
EC5643 |  | Digital Micormeter | 50~75mm | C467 | Facility | 86#4F-Calibration room | I | 2021-01-12 | 2022-01-11 | JSMI | Closed |  | 数显千分尺
EC5643 | 1 | Digital Micormeter length bar | 50mm | C467 | Facility | 86#4F-Calibration room | I | 2019-04-11 | 2022-04-10 | JSMI | Closed |  | 数显千分尺-量棒
EC5644 |  | Digital Micormeter | 25~50mm | C280 | Facility | 86#4F-Calibration room | I | 2021-01-12 | 2022-01-11 | JSMI | Closed |  | 数显千分尺
EC5644 | 1 | Digital Micormeter length bar | 25mm | C280 | Facility | 86#4F-Calibration room | I | 2019-04-11 | 2022-04-10 | JSMI | Closed |  | 数显千分尺-量棒
EC5645 |  | Digital Micormeter | 0-1“/0~25mm | 29334030 | Facility | 86#4F-Calibration room | I | 2021-01-12 | 2022-01-11 | JSMI | Closed |  | 数显千分尺
EC5646 |  | Digital Caliper | 0~200mm | 8-15010460 | Facility | 86#4F-Calibration room | I | 2021-01-12 | 2022-01-11 | JSMI | Closed |  | 电子数显卡尺
EC5647 |  | Steel Rule | 0~500mm | 91403 | Facility | 86#4F-Calibration room | I | 2020-07-17 | 2021-07-16 | SQI | Closed |  | 钢直尺
EC5648 |  | Digital Micormeter | 75~100mm | C113 | Facility | 86#4F-Calibration room | I | 2021-01-12 | 2022-01-11 | JSMI | Closed |  | 数显千分尺
EC5648 | 1 | Digital Micormeter length bar | 75mm | C113 | Facility | 86#4F-Calibration room | I | 2019-04-11 | 2022-04-10 | JSMI | Closed |  | 数显千分尺-量棒
EC5649 |  | GB1002 gauge | GB1002 图3 16A |  | ACCE | 85#5F-Gauge room | II | 2021-03-10 | 2022-03-09 | EC JK | Closed |  | 最大吊拔力实验量规（反面带钩子） GB1002 图3 16A
EC5650 |  | GB1002 gauge | 最大吊拔力实验量规（反面带钩子） GB1002 图17 10A |  | ACCE | 85#5F-Gauge room | II | 2021-03-10 | 2022-03-09 | EC JK | Closed |  | 最大吊拔力实验量规（反面带钩子） GB1002 图17 10A
EC5651 |  | GB1002 gauge | 最小吊拔力实验量规 GB1002 图1 10A 1.5N |  | ACCE | 85#5F-Gauge room | II | 2021-03-10 | 2022-03-09 | EC JK | Closed |  | 最小吊拔力实验量规 GB1002 图1 10A 1.5N
EC5652 |  | GB1002 gauge | 最小吊拔力实验量规 GB1002 图3 10A 1.5N |  | ACCE | 85#5F-Gauge room | II | 2021-03-10 | 2022-03-09 | EC JK | Closed |  | 最小吊拔力实验量规 GB1002 图3 10A 1.5N
EC5653 |  | GB1002 gauge | 最小吊拔力实验量规 GB1002 图3 16A 2N |  | ACCE | 85#5F-Gauge room | II | 2021-03-10 | 2022-03-09 | EC JK | Closed |  | 最小吊拔力实验量规 GB1002 图3 16A 2N
EC5654 |  | GB1002 gauge | 最小吊拔力实验量规 GB1002 图17 10A 1.5N |  | ACCE | 85#5F-Gauge room | II | 2021-03-10 | 2022-03-09 | EC JK | Closed |  | 最小吊拔力实验量规 GB1002 图17 10A 1.5N
EC5655 |  | GB1002 gauge | 正常操作（耐久）实验插针 GB1002 图1 10A |  | ACCE | 85#5F-Gauge room | II | 2021-03-10 | 2022-03-09 | EC JK | Closed |  | 正常操作（耐久）实验插针 GB1002 图1 10A
EC5656 |  | GB1002 gauge | 正常操作（耐久）实验插针 GB1002 图3 10A |  | ACCE | 85#5F-Gauge room | II | 2021-03-10 | 2022-03-09 | EC JK | Closed |  | 正常操作（耐久）实验插针 GB1002 图3 10A
EC5657 |  | GB1002 gauge | 正常操作（耐久）实验插针 GB1002 图3 16A |  | ACCE | 85#5F-Gauge room | II | 2021-03-10 | 2022-03-09 | EC JK | Closed |  | 正常操作（耐久）实验插针 GB1002 图3 16A
EC5658 |  | GB1002 gauge | 正常操作（耐久）实验插针 GB1002 图17 10A |  | ACCE | 85#5F-Gauge room | II | 2021-03-10 | 2022-03-09 | EC JK | Closed |  | 正常操作（耐久）实验插针 GB1002 图17 10A
EC5659 |  | Air Flowmeter | FT-032-11-ST-VN | 408100-1 | SH Lab | 86#1F-Material test lab | I | 2020-01-16 | 2022-01-15 | SIMT | Closed |  | 气体流量计
EC5660 |  | pressure meter | 1.6Mpa | JL07153464 | SH Lab | 86#1F-Washing M/C test lab | I | 2020-11-11 | 2021-11-10 | JSMI | Closed |  | 压力表（1.6Mpa）
EC5661 |  | glass graduate |  |  | PS | 86#2F-Power supply test lab | III | 2015-12-17 | — | SIMT | Closed | 50ml | 量筒（50ml）
EC5662 |  | glass graduate |  |  | PS | 86#2F-Power supply test lab | III | 2015-12-17 | — | SIMT | Closed | 100ml | 量筒（100ml）
EC5663 |  | glass graduate |  |  | PS | 86#2F-Power supply test lab | III | 2015-12-17 | — | SIMT | Closed | 250ml | 量筒（250ml）
EC5664 |  | glass graduate |  |  | PS | 86#2F-Power supply test lab | III | 2015-12-17 | — | SIMT | Closed | 500ml | 量筒（500ml）
EC5665 |  | lithium-ion enclosure pressure test equipment | 21ML 2070KPa 70KPa , 30S |  | HA | 86#3F-Home appliance test lab | II | 2021-02-26 | 2022-02-25 | ES AW | Closed |  | 锂电池外壳压力测试设备
EC5665 | 1 | perssure gage | 2500KPa |  | PT | 86#2F-Power supply test lab | I | 2020-09-24 | 2021-09-23 | JSMI | Closed |  | 压力表
EC5666 |  | Air Flowmeter | FL-3651G | 402452-1 | SH Lab | 86#1F-Material test lab | I | 2020-03-18 | 2022-03-17 | SIMT | Closed |  | 气体流量计
EC5667 |  | test corner |  |  | SH Lab | 86#2F-Power supply test lab | III | 2015-12-29 | — | ES CZ | Closed |  | 测试角
EC5670 |  | IS.1293 Gauge |  |  | ACCE | 85#5F-Gauge room | II | 2021-01-04 | 2022-01-03 | EC JZ | Closed |  | IS 1293 Gauge 最小吊拔力 图42 16A-1
EC5671 |  | IS.1293 Gauge |  |  | ACCE | 85#5F-Gauge room | II | 2021-01-04 | 2022-01-03 | EC JZ | Closed |  | IS 1293 Gauge 最小吊拔力 图42 10A-1
EC5672 |  | Gauge |  |  | ACCE | 85#5F-Gauge room | II | 2021-01-04 | 2022-01-03 | EC JZ | Closed |  | 最小吊拔力
EC5673 |  | IS.1293 Gauge |  |  | ACCE | 85#5F-Gauge room | II | 2021-01-04 | 2022-01-03 | EC JZ | Closed |  | IS 1293 Gauge 最小吊拔力 图42 16A-2
EC5673 |  | IS.1293 Gauge |  |  | ACCE | 85#5F-Gauge room | II | 2020-12-30 | 2021-12-29 | EC JZ | Closed |  | IS 1293 Gauge 最小吊拔力 图42 10A-2
EC5674 |  | IS.1293 Gauge | Annex B 图B-1 6A/10A |  | ACCE | 85#5F-Gauge room | II | 2021-01-04 | 2022-01-03 | EC JZ | Closed |  | Annex B 图B-1 6A/10A
EC5675 |  | IS.1293 Gauge | Annex B 图B-1 16A |  | ACCE | 85#5F-Gauge room | II | 2021-01-04 | 2022-01-03 | EC JZ | Closed |  | Annex B 图B-1 16A
EC5676 |  | IS.1293 Gauge | IS1293 图B-2 16A |  | ACCE | 85#5F-Gauge room | II | 2021-01-04 | 2022-01-03 | EC JZ | Closed |  | IS1293 图B-2 16A 量规
EC5677 |  | IS.1293 Gauge | IS1293 图B-2 6A/10A |  | ACCE | 85#5F-Gauge room | II | 2021-01-04 | 2022-01-03 | EC JZ | Closed |  | IS1293 图B-2 6A/10A 量规
EC5678 |  | IS.1293 Gauge | IS1293 图B-3 16A |  | ACCE | 85#5F-Gauge room | II | 2021-01-04 | 2022-01-03 | EC JZ | Closed |  | IS1293 图B-3 16A 量规
EC5679 |  | IS.1293 Gauge | Annex B 图B-3 6A/10A |  | ACCE | 85#5F-Gauge room | II | 2021-01-04 | 2022-01-03 | EC JZ | Closed |  | Annex B 图B-3 6A/10A 量规
EC5680 |  | gauge | φ25 |  | ACCE | 85#5F-Gauge room | II | 2020-12-30 | 2021-12-29 | EC JZ | Closed |  | 量规 φ25
EC5681 |  | gauge | φ28 |  | ACCE | 85#5F-Gauge room | II | 2020-12-30 | 2021-12-29 | EC JZ | Closed |  | φ28 量规
EC5682 |  | AC frequency converter | AN97003H | 1511970298 | Facility | 86#4F-Calibration room | I | 2021-01-08 | 2022-01-07 | SQI | Closed |  | 单相交流变频电源
EC5683 |  | Platinum resistance temperature sensor | 5626-12-D | 3754 | Facility | 86#4F-Calibration room | I | 2020-06-04 | 2021-06-03 | SIMT | Closed |  | 铂电阻温度传感器
EC5684 |  | AC frequency converter | AN97005H | 1512970104ZB | HA | 86#3F-Home appliance test lab | I | 2021-01-08 | 2022-01-07 | SQI | Closed |  | 交流变频电源
EC5685 |  | pressure meter | 0.1Mpa | JL07153374 | SH Lab | 86#1F-Water-proof test lab | I | 2021-03-25 | 2022-03-24 | JSMI | Closed |  | 压力表（0.1Mpa）
EC5686 |  | test finger |  |  | ACCE | 85#5F-Gauge room | II | 2021-01-13 | 2022-01-12 | EC JZ | Closed |  | 试验指
EC5687 |  | flow meter | MF5006 | G5DLA50064 | PT | 86#1F-Environment test lab | I | 2020-06-08 | 2021-06-07 | SIMT | Closed |  | 气体质量流量计
EC5688 |  | rule |  |  | ACCE | 85#5F-Gauge room | II | 2021-01-15 | 2022-01-14 | ES AW | Closed |  | 塞尺
EC5691 |  | Leakage current test box | IEC60990 Fig 5 |  | SH HEE | 86#4F-Multimedia test lab | I | 2021-03-19 | 2022-03-18 | SIMT | Closed |  | 泄漏电流测试盒（Fig 5）
EC5692 |  | weight |  |  | HA | 86#3F-Home appliance test lab | II | 2021-02-14 | 2022-02-13 | EC JK | Closed |  | 砝码
EC5693 | 0 | Water pump testing device |  | 1504102 | PPT | 51#7F-PPT test lab | III | 2016-12-08 | — | JSMI | Closed |  | 水泵测试装置
EC5694 |  | Solar light testing equipment（200mA） | 0~200mADC |  | PPT | 51#7F-PPT test lab | II | 2021-03-17 | 2022-03-16 | EC JZ | Closed |  | 太阳能灯充放电电流测试装置（200mA）
EC5695 |  | Solar light testing equipment（1A） | 200mA~1000mADC |  | PPT | 51#7F-PPT test lab | II | 2021-03-17 | 2022-03-16 | EC JZ | Closed |  | 太阳能灯充放电电流测试装置（1A）
EC5696 |  | Solar light testing equipment（5A） | 1A~5A |  | PPT | 51#7F-PPT test lab | II | 2021-03-17 | 2022-03-16 | EC JZ | Closed |  | 太阳能灯充放电电流测试装置（5A）
EC5725 |  | AC/DC Digital Power Meter | 8775C1 | 8715120220 | GT | 86#1F-Garden tools test lab (Ⅰ) | II | 2020-06-08 | 2021-06-07 | EC JK | Closed |  | 功率计
EC5726 |  | gauge | Annex D of SANS 164-2-1 |  | ACCE | 85#5F-Gauge room | II | 2020-06-02 | 2021-06-01 | EC JZ | Closed |  | Annex,D of SANS 164-2-1 量规
EC5727 |  | gauge | Annex ,D of SANS 164-2-2 |  | ACCE | 85#5F-Gauge room | II | 2020-06-02 | 2021-06-01 | EC JZ | Closed |  | Annex ,D of SANS 164-2-2量规
EC5728 |  | gauge | Annex C of SANS 164-2-1 |  | ACCE | 85#5F-Gauge room | II | 2020-06-02 | 2021-06-01 | EC JZ | Closed |  | Annex C of SANS 164-2-1量规
EC5729 |  | Test circuit for testing a non-dimmable lamp | 定制 |  | LUM | 51#7F-LUM test lab | III | 2016-08-18 | — | ES CZ | Closed |  | 非可调光灯测试电路
EC5730 |  | Programmable video signal generator | VG-877 | 4015001 | AV | 86#4F-Multimedia test lab | I | 2020-12-18 | 2021-12-17 | NIM | Closed |  | 电视数字信号发生器
EC5732 |  | residual voltage testing device | 自制 |  | PT | 86#1F-Tools & machinery test lab | II | 2020-06-24 | 2021-06-23 | EC JK | Closed |  | 残余电压测试设备
EC5733 |  | Digital Dial Gauge | 543-791B | 16061673 | SH Lab | 86#4F-Calibration room | I | 2020-07-02 | 2021-07-01 | JSMI | Closed |  | 数显千分表
EC5734 |  | Inside micrometer | 145-185 | 502894 | SH Lab | 86#4F-Calibration room | I | 2020-07-02 | 2021-07-01 | JSMI | Closed | 5-30mm | 内径千分尺
EC5735 |  | Dial indicator | 2119S-10 | SXN355 | SH Lab | 86#4F-Calibration room | I | 2020-07-02 | 2021-07-01 | JSMI | Closed |  | 指针千分尺
EC5736 |  | Digital Dial Gauge | 543-781B | 16053384 | SH Lab | 86#4F-Calibration room | I | 2020-07-02 | 2021-07-01 | JSMI | Closed |  | 数显百分表
EC5737 |  | Digimatic Caliper | 500-197-30 | 15208569 | SH Lab | 86#4F-Calibration room | I | 2020-07-02 | 2021-07-01 | JSMI | Closed |  | 数显卡尺
EC5738 |  | Universal angle meter | 187-501 | 190589 | SH Lab | 86#4F-Calibration room | I | 2020-04-29 | 2021-04-28 | JSMI | Calibrating |  | 数显万能角度尺
EC5740 |  | Inclinometer | Pro3600 | 31-040-9 | SH Lab | 86#4F-Calibration room | I | 2020-06-01 | 2021-05-31 | SIMT | Closed |  | 数显倾斜角度
EC5741 |  | test finger | IEC61032 figure1 |  | ACCE | 85#5F-Gauge room | II | 2020-07-07 | 2021-07-06 | EC JZ | Closed |  | 测试指A
EC5742 |  | test probe D | EN61032 Figure 4 |  | ACCE | 85#5F-Gauge room | II | 2020-07-07 | 2021-07-06 | EC JZ | Closed |  | 测试指D
EC5743 |  | test probe C | EN61032 Figure 3 |  | ACCE | 85#5F-Gauge room | II | 2020-07-07 | 2021-07-06 | EC JZ | Closed |  | 测试指C
EC5744 |  | soft tissue mimicking material | KS205TW-1 | TW-1-1604 | Medical | 86#4F-Multimedia test lab | I | 2019-07-12 | 2022-07-11 | MFG | Closed |  | 超声探头表面测温体模
EC5745 |  | Digital clamp meter | 3281 |  | SH Lab | 86#4F-Calibration room | I | 2020-09-07 | 2021-09-06 | SIMT | Closed |  | 数显电流表
EC5746 |  | High Temperature Oven | STH-120 | 1040162002 | ACCE | 85#5F-ACCE & LUM test lab | I | 2020-03-10 | 2021-03-09 | JSMI | Calibrating |  | 小型高温烘箱
EC5747 |  | ruler | 5米 |  | Facility | 86#4F-Calibration room | I | 2020-08-19 | 2021-08-18 | JSMI | Closed |  | 5米卷尺
EC5750 |  | gauge |  |  | ACCE | 85#5F-Gauge room | II | 2020-09-19 | 2021-09-18 | EC JK | Closed |  | 最大吊拔力
EC5751 |  | gauge |  |  | ACCE | 85#5F-Gauge room | II | 2020-09-19 | 2021-09-18 | EC JK | Closed |  | 最小吊拔力
EC5752 |  | gauge |  |  | ACCE | 85#5F-Gauge room | II | 2020-09-19 | 2021-09-18 | EC JK | Closed |  | 最小吊拔力
EC5754 |  | torque test for bushings | Y5(包括扳手前头） |  | PT | 86#1F-Tools & machinery test lab | I | 2020-09-24 | 2021-09-23 | JSMI | Closed |  | 扭力扳手
EC5755 |  | torque test for bushings | Y25（包括前头） |  | PT | 86#1F-Tools & machinery test lab | I | 2020-09-24 | 2021-09-23 | JSMI | Closed |  | 扭力扳手
EC5756 |  | torque test for bushings | Y150 |  | PT | 86#1F-Tools & machinery test lab | I | 2020-09-24 | 2021-09-23 | JSMI | Closed |  | 扭力扳手
EC5758 |  | Fluke5500A-Coil | Fluke5500A | 200664 | LAB | 86#4F-Calibration room | I | 2020-09-02 | 2021-09-01 | SIMT | Closed |  | Fluke5500A-线圈
EC5759 | 1 | weight | 1N |  | Facility | 86#4F-Calibration room | I | 2020-09-14 | 2021-09-13 | JSMI | Closed |  | 砝码
EC5759 | 2 | weight | 2N |  | Facility | 86#4F-Calibration room | I | 2020-09-14 | 2021-09-13 | JSMI | Closed |  | 砝码
EC5759 | 3 | weight | 2N |  | ACCE | 86#4F-Calibration room | I | 2020-09-14 | 2021-09-13 | JSMI | Closed |  | 砝码
EC5759 | 4 | weight | 5N |  | Facility | 86#4F-Calibration room | I | 2020-09-14 | 2021-09-13 | JSMI | Closed |  | 砝码
EC5759 | 5 | weight | 10N |  | Facility | 86#4F-Calibration room | I | 2020-09-14 | 2021-09-13 | JSMI | Closed |  | 砝码
EC5760 | 1 | weight | 1G |  | ACCE | 86#4F-Calibration room | I | 2020-09-27 | 2021-09-26 | JSMI | Closed |  | 砝码
EC5760 | 10 | weight | 200g |  | Facility | 86#4F-Calibration room | I | 2020-09-27 | 2021-09-26 | JSMI | Closed |  | 砝码
EC5760 | 11 | weight | 200g |  | Facility | 86#4F-Calibration room | I | 2020-09-27 | 2021-09-26 | JSMI | Closed |  | 砝码
EC5760 | 12 | weight | 500g |  | Facility | 86#4F-Calibration room | I | 2020-09-27 | 2021-09-26 | JSMI | Closed |  | 砝码
EC5760 | 13 | weight | 1000g |  | Facility | 86#4F-Calibration room | I | 2020-09-27 | 2021-09-26 | JSMI | Closed |  | 砝码
EC5760 | 2 | weight | 2g |  | Facility | 86#4F-Calibration room | I | 2020-09-27 | 2021-09-26 | JSMI | Closed |  | 砝码
EC5760 | 3 | weight | 2g |  | Facility | 86#4F-Calibration room | I | 2020-09-27 | 2021-09-26 | JSMI | Closed |  | 砝码
EC5760 | 4 | weight | 5g |  | Facility | 86#4F-Calibration room | I | 2020-09-27 | 2021-09-26 | JSMI | Closed |  | 砝码
EC5760 | 5 | weight | 10g |  | Facility | 86#4F-Calibration room | I | 2020-09-27 | 2021-09-26 | JSMI | Closed |  | 砝码
EC5760 | 6 | weight | 20g |  | Facility | 86#4F-Calibration room | I | 2020-09-27 | 2021-09-26 | JSMI | Closed |  | 砝码
EC5760 | 7 | weight | 20g |  | Facility | 86#4F-Calibration room | I | 2020-09-27 | 2021-09-26 | JSMI | Closed |  | 砝码
EC5760 | 8 | weight | 50g |  | ACCE | 86#4F-Calibration room | I | 2020-09-27 | 2021-09-26 | JSMI | Closed |  | 砝码
EC5760 | 9 | weight | 100g |  | Facility | 86#4F-Calibration room | I | 2020-09-27 | 2021-09-26 | JSMI | Closed |  | 砝码
EC5762 |  | test strap |  |  | ACCE | 85#5F-ACCE & LUM test lab | II | 2020-08-09 | 2021-08-08 | EC JZ | Closed |  | 试验条
EC5765 |  | Single pole insert plug gauge | UL498A , Figure 2-20 |  | ACCE | 85#5F-Gauge room | II | 2020-09-02 | 2021-09-01 | EC JZ | Closed |  | 量规
EC5766 |  | gauge | UL498 Figure 35A.1 |  | ACCE | 85#5F-Gauge room | II | 2020-09-02 | 2021-09-01 | EC JZ | Closed |  | 量规
EC5767 |  | gauge | UL498 Figure 35A.1 |  | ACCE | 85#5F-Gauge room | II | 2020-09-02 | 2021-09-01 | EC JZ | Closed |  | 量规
EC5768 |  | Dust re-emission test equipment |  |  | HA | 51#7F-PPT test lab | I | 2020-11-20 | 2022-11-19 | JSMI | Closed | VER1.1(吸尘器能效测试) | 尘散测试设备
EC5768 | 1 | Digital power meter | EP3015 |  | HA | 51#7F-PPT test lab | I | 2021-02-25 | 2023-02-24 | JSMI | Closed |  | 功率计
EC5768 | 2 | Atmospheric pressure gauge | SHT15 |  | HA | 51#7F-PPT test lab | I | 2020-11-18 | 2022-11-17 | JSMI | Closed |  | 大气压力计
EC5768 | 3 | Laser aerosoa partical counter | LDS328 |  | HA | 51#7F-PPT test lab | I | 2019-11-01 | 2024-10-31 | JSMI | Calibrating |  | 激光粒子计数器
EC5768 | 4 | Electroic balance | BL4100 |  | HA | 51#7F-PPT test lab | I | 2020-07-07 | 2021-07-06 | JSMI | Closed |  | 电子称
EC5768 | 5 | Wind velocity counter | C310 |  | HA | 51#7F-PPT test lab | I | 2016-08-11 | 2021-08-10 | JSMI | Closed |  | 风速仪
EC5768 | 6 | varible frequecy power source |  |  | HA | 51#7F-PPT test lab | I | 2020-11-05 | 2021-11-04 | SQI | Closed |  | 变频电源
EC5769 |  | Multimeter | F289C | 35250130 | LAB | 86#4F-Calibration room | II | 2020-09-28 | 2021-09-27 | EC JZ | Closed |  | 万用表
EC5770 |  | Electrical load | 63640-80-80 | 636408007384 | ICT | 86#4F-Multimedia test lab | I | 2020-10-14 | 2021-10-13 | JSMI | Closed |  | 电子负载
EC5771 |  | Digital Caliper | 0-150mm | 8-15111496 | HA | 86#3F-Home appliance test lab | I | 2020-10-14 | 2021-10-13 | JSMI | Closed |  | 数显卡尺
EC5773 |  | Digital Caliper | 0-200mm | 8-15110558 | HA | 86#3F-Home appliance test lab | I | 2020-10-14 | 2021-10-13 | JSMI | Closed |  | 数显卡尺
EC5775 |  | Digital Caliper |  | 8-15110834 | LUM | 51#7F-LUM test lab | I | 2020-08-28 | 2021-08-27 | JSMI | Closed |  | 数显卡尺
EC5777 |  | P5122 prober kit | P5122 100：1 100M欧 | 015-0736-02 | HEE | 86#4F-Multimedia test lab | I | 2020-11-11 | 2021-11-10 | SIMT | Closed |  | 示波器探头
EC5778 |  | P5122 prober kit | P5122 100：1 100M欧 | 015-0736-03 | ICT | 86#4F-Multimedia test lab | I | 2020-10-22 | 2021-10-21 | SIMT | Closed | 11959 | 示波器探头
EC5779 |  | Gauge | 7-14.5mm |  | PT | 86#1F-Tools & machinery test lab | III | 2016-09-14 | — | JSMI | Closed |  | 半径规
EC5780 |  | Gauge | 15-25mm |  | PT | 86#1F-Tools & machinery test lab | III | 2016-09-14 | — | JSMI | Closed |  | 半径规
EC5781 |  | AC Power Calibrator | XF30-11A | 20160903 | SH Lab | 86#4F-Calibration room | I | 2020-06-04 | 2021-06-03 | SIMT | Closed |  | 交流电源校准源
EC5783 |  | PVC Pipe transparent | 内径60毫米，长度400毫米 |  | SH HEE | 86#4F-Multimedia test lab | II | 2020-10-12 | 2021-10-11 | EC JK | Closed |  | PVC 透明管
EC5784 |  | PVC Pipe transparent | 内径60毫米，长度750毫米 |  | SH HEE | 86#4F-Multimedia test lab | II | 2020-10-12 | 2021-10-11 | EC JK | Closed |  | PVC 透明管
EC5786 |  | test apparatus for endurance of connector | C6 |  | ACCE | 85#5F-Gauge room | II | 2020-10-30 | 2021-10-29 | EC JK | Closed |  | 耦合器寿命测试装置
EC5787 |  | Test apparatus for endurance of connector | C8 |  | ACCE | 85#5F-Gauge room | II | 2020-10-30 | 2021-10-29 | EC JK | Closed |  | 耦合器寿命测试装置
EC5788 |  | Test apparatus for endurance of connector | C10 |  | ACCE | 85#5F-Gauge room | II | 2020-10-30 | 2021-10-29 | EC JK | Closed |  | 耦合器寿命测试装置
EC5789 |  | Test apparatus for endurance of connector | C14 |  | ACCE | 85#5F-Gauge room | II | 2020-10-30 | 2021-10-29 | EC JK | Closed |  | 耦合器寿命测试装置
EC5790 |  | Test apparatus for endurance of connector | C20 |  | ACCE | 85#5F-Gauge room | II | 2020-10-30 | 2021-10-29 | EC JK | Closed |  | 耦合器寿命测试装置
EC5791 |  | 6mm diameter mandrel with a flat end | φ6 重量：30±1N |  | ACCE | 86#4F-Multimedia test lab | II | 2020-10-13 | 2021-10-12 | EC JK | Closed |  | φ6mm末端扁平轴棒
EC5792 |  | Metal bar | φ14mm |  | ACCE | 85#5F-Gauge room | II | 2020-10-13 | 2021-10-12 | EC JK | Closed |  | 金属棒
EC5793 |  | Metal bar | φ20mm |  | ACCE | 85#5F-Gauge room | II | 2020-10-13 | 2021-10-12 | EC JK | Closed |  | 金属棒
EC5794 |  | wood structural member | 45X90mm |  | ACCE | 85#5F-Gauge room | III | 2016-10-19 | — | ES HG | Closed |  | 木结构件
EC5795 |  | wood structural menber | 35X180mm |  | ACCE | 85#5F-Gauge room | III | 2016-10-19 | — | ES HG | Closed |  | 木结构件
EC5796 |  | flat transparaent plate not more than 3.2 mm |  |  | ACCE | 85#5F-Gauge room | III | 2016-10-26 | — | EC JZ | Closed |  | 小于3.2mm透明材料平板
EC5797 |  | drop |  |  | HA | 86#3F-Home appliance test lab | III | 2016-10-14 | — | ES HG | Closed |  | 跌落管
EC5800 |  | Multimeter | F287C | 35320104 | HA | 86#3F-Home appliance test lab | II | 2020-10-19 | 2021-10-18 | EC JZ | Closed |  | 万用表
EC5801 |  | Multimeter | F287C | 35320101 | HA | 86#3F-Home appliance test lab | II | 2021-04-16 | 2022-04-15 | EC JZ | Closed |  | 万用表
EC5802 |  | cable stretch testing equipment |  |  | PT | 86#2F-Performance test lab | II | 2020-10-08 | 2021-10-07 | EC JZ | Closed |  | 电缆拉伸试验机
EC5803 |  | crushing resistance test |  |  | HA | 86#3F-Cooking & HVAC test lab | II | 2020-11-16 | 2021-11-15 | ES AW | Closed |  | 抗压测试装置
EC5803 | 1 | crushing resistance test weight |  |  | HA | 86#3F-Construction test lab (Ⅱ) | II | 2020-11-16 | 2021-11-15 | ES AW | Closed |  | 砝码
EC5803 | 2 | crushing resistance test weight |  |  | HA | 86#3F-Construction test lab (Ⅱ) | II | 2020-11-16 | 2021-11-15 | ES AW | Closed |  | 砝码
EC5803 | 3 | crushing resistance test weight |  |  | HA | 86#2F-Construction test lab(Ⅰ) | II | 2020-11-16 | 2021-11-15 | ES AW | Closed |  | 砝码
EC5803 | 4 | crushing resistance test weight |  |  | HA | 86#3F-Construction test lab (Ⅱ) | II | 2020-11-16 | 2021-11-15 | ES AW | Closed |  | 砝码
EC5804 |  | test probe |  |  | HA | 86#3F-Construction test lab (Ⅱ) | II | 2020-11-28 | 2021-11-27 | EC JZ | Closed |  | 测试指
EC5806 |  | starting speed and acceleration speed tester | ZPJ-1 |  | HA | 86#3F-Home appliance test lab | I | 2020-11-16 | 2021-11-15 | SIMT | Closed | software ver:1.0 | 跑步机加速度测试仪
EC5807 |  | AC Frequency power source | AN97005H-5KVA | 1610970013 | ACCE | 85#5F-B5F Power distribution room | III | 2016-11-16 | — | SIMT | Closed |  | 变频电源
EC5808 |  | Digital Caliper(150mm) |  |  | ACCE | 85#5F-ACCE & LUM test lab | I | 2020-11-12 | 2021-11-11 | JSMI | Closed |  | 数显卡尺（150mm）
EC5809 |  | ECG tester | HFCN |  | Medical | 86#4F-Multimedia test lab | I | 2020-04-22 | 2021-04-21 | MFG | Calibrating |  | ECG测试装置
EC5813 |  | Sealed device testing container | GG-100 |  | PT | 86#1F-Tools & machinery test lab | I | 2020-11-10 | 2021-11-09 | JSMI | Closed |  | 恒温水槽
EC5814 |  | backsiphonage of Non-potable water |  |  | HA | Haining test lab | III | 2017-03-10 | — | ES HG | Closed |  | 非饮用水的反虹吸能力测试装置
EC5814 | 1 | vacuum gauge | -0.1mpa |  | HA | 86#3F-Home appliance test lab | I | 2020-06-19 | 2021-06-18 | SIMT | Closed |  | 真空表
EC5814 | 2 | vacuum gauge | -0.1mpa |  | HA | 86#3F-Home appliance test lab | I | 2020-07-16 | 2021-07-15 | JSMI | Closed |  | 真空表
EC5815 |  | equipment for calibrating current density test probe |  |  | HA | 86#3F-Cooking & HVAC test lab | III | 2016-12-15 | — | EC JZ | Closed |  | 电流密度测试仪
EC5816 |  | Glow-wire tester | KS-03A |  | CL | 86#1F-Material test lab | II | 2020-12-02 | 2021-12-01 | ES AW | Closed |  | 灼热丝试验仪
EC5816 | 1 | Glow-wire tester | KS-03A |  | CL | 86#1F-Material test lab | I | 2020-06-09 | 2021-06-08 | JSMI | Closed |  | 灼热丝试验仪----电流表
EC5818 |  | EMC radiation immunity test system | 80MHz-1GHz，10V/m@3m |  | EMC | 86#4F-EMC test lab | I | 2020-06-03 | 2021-06-02 | SIMT | Closed |  | EMC辐射测试系统
EC5818 | 1 | EMC radiation immunity test system | FL7006 | 346196 | EMC | 86#4F-EMC test lab | I | 2020-06-03 | 2021-06-02 | SIMT | Closed |  | EMC辐射测试系统-----场强仪
EC5818 | 2 | EMC radiation immunity test system | 250W1000B | 346731 | EMC | 86#4F-EMC test lab | I | 2020-06-10 | 2021-06-09 | SIMT | Closed |  | EMC辐射测试系统-----射频功率放大器
EC5818 | 3 | EMC radiation immunity test system | N1914A | MY56330002 | EMC | 86#4F-EMC test lab | I | 2020-04-14 | 2021-04-13 | SIMT | Calibrating |  | EMC辐射测试系统----功率计
EC5818 | 4 | EMC radiation immunity test system | BLMA1060-100 | 1610946 | EMC | 86#4F-EMC test lab | I | 2020-04-14 | 2021-04-13 | SIMT | Calibrating |  | EMC辐射测试系统-----射频功率放大器
EC5818 | 5 | EMC radiation immunity test system | TS2-10DB-6G-A | 17011001 | EMC | 86#4F-EMC test lab | I | 2020-04-14 | 2021-04-13 | SIMT | Calibrating |  | EMC辐射测试系统-----衰减器
EC5818 | 6 | EMC radiation immunity test system | TS2-10DB-6G-A | 17011002 | EMC | 86#4F-EMC test lab | I | 2020-04-14 | 2021-04-13 | SIMT | Calibrating |  | EMC辐射测试系统-----衰减器
EC5818 | 7 | EMC radiation immunity test system | CCS30-B26 | 111225 | EMC | 86#4F-EMC test lab | I | 2020-06-11 | 2021-06-10 | CEPREI | Closed |  | EMC辐射测试系统-----双通道定向耦合器
EC5818 | 8 | EMC radiation immunity test system | CCS30-B26 | 1605 | EMC | 86#4F-EMC test lab | I | 2020-06-11 | 2021-06-10 | CEPREI | Closed |  | EMC辐射测试系统-----双通道定向耦合器
EC5819 |  | flexing test of heating pod |  |  | HA | 86#3F-Training equipment test lab | II | 2021-01-08 | 2022-01-07 | ES AW | Closed |  | 电热垫弯折试验机
EC5820 |  | twisting test of heating pod |  |  | HA | 86#3F-Training equipment test lab | II | 2021-01-08 | 2022-01-07 | ES AW | Closed |  | 电热垫扭曲试验机
EC5821 |  | test equipment for pin bending test |  |  | ACCE | 85#5F-Gauge room | II | 2020-07-10 | 2021-07-09 | EC JZ | Closed |  | 插片弯折测试装置
EC5822 |  | test equipment for movement of pins |  |  | ACCE | 85#5F-Gauge room | II | 2020-07-10 | 2021-07-09 | EC JZ | Closed |  | 插头脚移动测试装置
EC5823 |  | test equipment for fixing of pins |  |  | ACCE | 85#5F-Gauge room | III | 2017-07-10 | — | EC JZ | Closed |  | 插片稳定性测试装置
EC5824 |  | 7-1/2 daigital multimeter | 34470A | MY54701039 | SH Lab | 86#4F-Calibration room | I | 2021-03-29 | 2022-03-28 | SIMT | Closed |  | 7位半数字万用表
EC5825 |  | test pin |  |  | ACCE | 85#5F-Gauge room | II | 2020-12-21 | 2021-12-20 | ES AW | Closed |  | 测试指
EC5826 |  | Fluid dynamic effciency test equipment |  |  | CX | Haining test lab | I | 2020-05-26 | 2021-05-25 | CIXI | Closed | Transfer to HaiNing | ISO 风量测试装置
EC5826 | 1 | variable frequency power source | AN97001H |  | CIXI | Haining test lab | I | 2020-05-07 | 2021-05-06 | CIXI | Closed | Transfer to HaiNing | 变频电源
EC5826 | 2 | Digital electric parameter meter | ZW3414B-RS232 |  | CIXI | Haining test lab | I | 2020-05-26 | 2021-05-25 | MFG | Closed | Transfer to HaiNing | 综合电量表
EC5826 | 3 | fluid dynamic effciency test equipment plenum | FL-2 |  | CIXI | Haining test lab | I | 2020-05-26 | 2021-05-25 | CIXI | Closed | Transfer to HaiNing | ISO 风量测试装置（风室）
EC5829 |  | pressure meter（25Mpa） | 25Mpa |  | GT | 86#1F-Garden tools test lab (Ⅰ) | I | 2020-04-29 | 2021-04-28 | JSMI | Calibrating |  | 压力表（25Mpa）
EC5830 |  | Digital Caliper(200mm) | 200mm |  | ACCE | 85#5F-ACCE & LUM test lab | I | 2021-03-11 | 2022-03-10 | JSMI | Closed |  | 数显卡尺（200mm）
EC5831 |  | Digital Caliper(200mm) |  |  | ACCE | 85#5F-ACCE & LUM test lab | I | 2021-03-24 | 2022-03-23 | JSMI | Closed |  | 数显卡尺（200mm）
EC5833 |  | torque screwdriver | 100LTDK | 16B049 | LAB | 86#4F-Calibration room | I | 2020-05-14 | 2021-05-13 | SIMT | Closed | 40~100Kgf.cm | 扭力起子
EC5834 |  | swedish waterproof gauge | SEI23-50 V4 C13b |  | ACCE | 85#5F-Gauge room | II | 2021-03-10 | 2022-03-09 | EC JK | Closed |  | SEI23-50 V4 C13b
EC5835 |  | swedish waterproof gauge | SEI23-50 V4 C13a |  | ACCE | 85#5F-Gauge room | II | 2021-03-10 | 2022-03-09 | EC JK | Closed |  | SEI23-50 V4 C13a
EC5836 |  | swedish waterproof gauge | SEI23-50 V4 C14a |  | ACCE | 85#5F-Gauge room | II | 2021-03-10 | 2022-03-09 | EC JK | Closed |  | SEI23-50 V4 C14a量规
EC5837 |  | swedish waterproof gauge | SEI23-50 V4 C14b |  | ACCE | 85#5F-ACCE & LUM test lab | II | 2021-03-10 | 2022-03-09 | EC JK | Closed |  | SEI23-50 V4 C14b量规
EC5840 |  | Oscilloscope | MDO3022 | C034992 | ACCE | 85#5F-ACCE & LUM test lab | I | 2020-05-15 | 2021-05-14 | JSMI | Closed |  | 示波器
EC5841 |  | Digital Caliper(200mm) | 200mm |  | GT | 86#2F-Performance test lab | I | 2020-07-29 | 2021-07-28 | JSMI | Closed |  | 数显卡尺（200mm）
EC5842 |  | tapeline(5M) | 卷尺（5m) |  | GT | 86#2F-Garden tools test lab (Ⅱ) | I | 2017-03-15 | 2018-03-14 | JSMI | Closed |  | 卷尺（5m)
EC5843 |  | Light meter | Z-10 | M125042TM5361123 | PPT | 51#7F-PPT test lab | I | 2020-07-21 | 2021-07-20 | JSMI | Closed |  | 高精度照度计
EC5844 |  | Temperature and Humidity Recorder | ZJ1A |  | EMC | 86#4F-EMC test lab | I | 2021-03-10 | 2022-03-09 | XRCTT | Closed |  | 走纸式温湿度记录仪
EC5848 |  | Flicker Meter | LFA-3000 | G185972CA1371121 | LUM | 51#7F-LUM test lab | I | 2020-05-08 | 2021-05-07 | EVERFINE | Closed | 软件版本V-10141AF_v2:M1371301 | 频闪仪
EC5849 |  | swedish waterproof gauge SE27 | SE27 |  | ACCE | 85#5F-Gauge room | II | 2020-05-26 | 2021-05-25 | EC JZ | Closed |  | 瑞典防水量规SE27
EC5850 |  | swedish waterproof gauge SE28 |  |  | ACCE | 85#5F-Gauge room | II | 2020-05-26 | 2021-05-25 | EC JZ | Closed |  | 瑞典防水量规SE28
EC5851 |  | swedish waterproof gauge SE29 |  |  | ACCE | 85#5F-Gauge room | II | 2020-05-26 | 2021-05-25 | EC JZ | Closed |  | 瑞典防水量规SE29
EC5852 |  | swedish waterproof gauge SE30 |  |  | ACCE | 85#5F-Gauge room | II | 2020-05-26 | 2021-05-25 | EC JZ | Closed |  | 瑞典防水量规SE30
EC5853 |  | swedish waterproof gauge SE31 |  |  | ACCE | 85#5F-Gauge room | II | 2020-05-26 | 2021-05-25 | EC JZ | Closed |  | 瑞典防水量规SE31
EC5854 |  | Temperature and Humidity Recorder | 175H1 | 40367215 | PT | 86#1F-Tools & machinery test lab | I | 2020-05-13 | 2021-05-12 | JSMI | Closed |  | 温湿度记录仪
EC5855 |  | Temperature and Humidity Recorder | 175H1 | 40367634 | PT | 86#1F-Tools & machinery test lab | I | 2020-05-13 | 2021-05-12 | JSMI | Closed |  | 温湿度记录仪
EC5856 |  | Temperature and Humidity Recorder | 175H1 | 40367227 | GT | 86#1F-Tools & machinery test lab | I | 2020-05-13 | 2021-05-12 | JSMI | Closed |  | 温湿度记录仪
EC5857 |  | Temperature and Humidity Recorder | 175H1 | 40367211 | GT | 86#1F-Garden tools test lab (Ⅰ) | I | 2020-05-13 | 2021-05-12 | JSMI | Closed |  | 温湿度记录仪
EC5862 |  | test rod | φ1 |  | PT | 86#1F-Tools & machinery test lab | II | 2020-05-03 | 2021-05-02 | EC JZ | Closed |  | 探针
EC5863 |  | test rod | φ2.5 |  | PT | 86#1F-Tools & machinery test lab | II | 2020-05-03 | 2021-05-02 | EC JZ | Closed |  | 探针
EC5864 |  | Data Acquisition/Switch Unit | 34970A | MY57001154 | LUM | 51#7F-LUM test lab | II | 2020-05-08 | 2021-05-07 | ES AW | Closed |  | 数据采集仪
EC5864 | 1 | module | 34901A | MY57004020 | LUM | 51#7F-LUM test lab | II | 2020-05-08 | 2021-05-07 | ES AW | Closed |  | 模块
EC5864 | 2 | module | 34901A | MY57003962 | LUM | 51#7F-LUM test lab | II | 2020-05-08 | 2021-05-07 | ES AW | Closed |  | 模块
EC5865 |  | AC/DC Digital Power Meter | WT310E-C2-H/C7 | C3TD25049E | HA | 86#3F-Home appliance test lab | I | 2020-06-19 | 2021-06-18 | JSMI | Closed |  | 功率计
EC5866 |  | AC/DC Digital Power Meter | WT310EH-C2-H/C7/G5 | C3TD25048E | HA | 86#3F-Home appliance test lab | I | 2020-06-19 | 2021-06-18 | JSMI | Closed |  | 功率计
EC5867 |  | AC/DC Digital Power Meter | WT310E-C2-H/C7/G5 | C3TD25050E | LUM | 51#7F-LUM test lab | I | 2020-06-11 | 2021-06-10 | JSMI | Closed |  | 功率计
EC5869 |  | AC Frequency power source | ANFC015S | 1611FC0004A | GT | 86#1F-Tools & machinery test lab | III | 2018-07-04 | — | JSMI | Closed |  | 变频电源
EC5873 | 1 | Electronic load | 菊水PLZ-150U | XC001542 | LUM | 51#7F-LUM test lab | I | 2020-06-10 | 2021-06-09 | JSMI | Closed | XA001769 | 电子负载
EC5873 | 2 | Electronic load | 菊水PLZ-150U | XC001542 | LUM | 51#7F-LUM test lab | I | 2020-06-10 | 2021-06-09 | JSMI | Closed | XA001769 | 电子负载
EC5873 | 3 | Electronic load | 菊水PLZ-150U | XC001542 | LUM | 51#7F-LUM test lab | I | 2020-06-10 | 2021-06-09 | JSMI | Closed | XA001769 | 电子负载
EC5874 |  | rectangular contaner |  |  | HA | 86#3F-Home appliance test lab | II | 2020-09-20 | 2021-09-19 | EC JZ | Closed |  | 矩形容器
EC5875 |  | DC Power Source | PAD250-15LA |  | LUM | 51#7F-LUM test lab | I | 2020-06-10 | 2021-06-09 | JSMI | Closed |  | 直流电源
EC5876 |  | Three-phase AC Frequency converter | ANFS030A | 1706FS0001 | ICT | 86#2F-TCO test lab | I | 2020-07-10 | 2021-07-09 | JSMI | Closed |  | 三相变频电源
EC5877 |  | AC Power Source | 6430 | 643000001471 | LUM | 51#7F-LUM test lab | I | 2020-07-10 | 2021-07-09 | JSMI | Closed |  | 交流变频电源
EC5879 |  | Standard thermometer | 1551A | 3381290 | HA | 86#3F-Home appliance test lab | I | 2020-08-26 | 2021-08-25 | JSMI | Closed |  | 标准温度计
EC5880 |  | Equipment of testing Chain saw hanging heavy |  |  | GT | 86#1F-Garden tools test lab (Ⅰ) | II | 2020-07-10 | 2021-07-09 | EC JZ | Closed |  | 链锯悬重测试装置
EC5881 |  | Antenna | STLP9149 0.7GHZ-9GHZ | 9149506 | EMC | 86#6F-SAC-Semi anechoic chamber test lab | I | 2020-09-14 | 2021-09-13 | MFG | Closed |  | 喇叭天线
EC5882 |  | Roughness | GB/T6060.3-2008 | 981 | PT | 86#2F-Performance test lab | I | 2020-10-27 | 2021-10-26 | SIMT | Closed |  | 表面粗糙度比较样块
EC5884 |  | Thermometer | 52 II | 38680521WS | HA | 86#3F-Home appliance test lab | I | 2020-10-22 | 2021-10-21 | JSMI | Closed |  | 温度表
EC5885 |  | Flowmeter |  |  | ICT | 86#1F-Washing M/C test lab | I | 2019-10-18 | 2021-10-17 | SIMT | Closed |  | 流量计
EC5889 |  | Digital Caliper(200mm) |  |  | ACCE | 85#5F-ACCE & LUM test lab | I | 2020-08-12 | 2021-08-11 | JSMI | Closed |  | 数显卡尺（200mm）
EC5890 |  | Digital Caliper(200mm) |  |  | ACCE | 85#5F-ACCE & LUM test lab | I | 2020-08-12 | 2021-08-11 | JSMI | Closed |  | 数显卡尺（200mm）
EC5891 |  | Labsphere Standard Lamp | SCL-1400 |  | LUM | 51#7F-LUM test lab | I | 2017-05-30 | 2021-05-29 | MFG | Closed |  | Labsphere标准灯 SCL-1400
EC5892 |  | Labsphere Standard Lamp | SCL-1400 |  | LUM | 51#7F-LUM test lab | I | 2017-05-30 | 2021-05-29 | MFG | Closed |  | Labsphere标准灯 SCL-1400
EC5893 |  | Labsphere Standard Lamp | SCL-1400 |  | LUM | 51#7F-LUM test lab | I | 2017-05-30 | 2021-05-29 | MFG | Closed |  | Labsphere标准灯 SCL-1400
EC5894 |  | wind speed meter | 405-V1 | 41535879/707 | HEE | 86#4F-Multimedia test lab | I | 2020-10-10 | 2021-10-09 | SIMT | Closed |  | 风速计
EC5895 |  | wind speed meter | 405-V1 | 41535891/707 | CL | 86#1F-Washing M/C test lab | I | 2020-08-31 | 2021-08-30 | SIMT | Closed |  | 风速计
EC5898 |  | Hook |  |  | HA | 86#3F-Home appliance test lab | III | 2018-09-13 | — | EC JZ | Closed |  | 钩子
EC5899 |  | Test oven for ul8750 class p driver | LU2140FL |  | ACCE | 51#7F-LUM test lab | I | 2020-03-17 | 2021-03-16 | JSMI | Calibrating |  | 自然对流烘箱
EC5907 |  | Data Acquisition/Switch Unit | 34970A | MY57003483 | HA | 86#3F-Home appliance test lab | II | 2020-11-13 | 2021-11-12 | ES AW | Closed |  | 数据采集仪
EC5907 | 1 | module | 34901A | MY57010384 | HA | 86#3F-Home appliance test lab | III | 2017-11-13 | — | EC JZ | Closed |  | 采集模块
EC5907 | 2 | module | 34901A | MY57010380 | HA | 86#3F-Home appliance test lab | III | 2017-11-13 | — | EC JZ | Closed |  | 采集模块
EC5907 | 3 | module | 34901A | MY57010369 | HA | 86#3F-Home appliance test lab | III | 2017-11-13 | — | EC JZ | Closed |  | 采集模块
EC5908 |  | Data Acquisition/Switch Unit | 34970A | MY57003407 | CX | 86#3F-Home appliance test lab | II | 2020-11-13 | 2021-11-12 | ES AW | Closed |  | 数据采集仪
EC5909 |  | module | 34901A | MY57010427 | CN FAC | 86#4F-Calibration room | III | 2017-11-13 | — | EC JZ | Closed |  | 采集模块
EC5910 |  | module | 34901A | MY57010425 | CN FAC | 86#4F-Calibration room | III | 2017-11-13 | — | EC JZ | Closed |  | 采集模块
EC5911 |  | UV tester | LRHS-NZY |  | PPT | 51#7F-PPT test lab | I | 2020-10-09 | 2021-10-08 | SIMT | Closed |  | 紫外光耐气候试验箱
EC5912 |  | Xenon lamp tester | LRHS-190F-SN |  | PPT | 51#7F-PPT test lab | I | 2020-10-09 | 2021-10-08 | SIMT | Closed |  | 氙灯耐气候试验箱
EC5912 | 1 | UV tester |  | A1610006T | PPT | 51#7F-PPT test lab | I | 2021-01-25 | 2022-01-24 | JSMI | Closed |  | 紫外辐照计
EC5914 |  | laser power meter | nova II | 852360 | HEE | 86#4F-Multimedia test lab | I | 2021-01-25 | 2022-01-24 | NIM | Closed | 配探头3A-P-V1 P/N：7Z02622 S/N：853236 | 激光功率计
EC5915 |  | Data Acquisition/Switch Unit | 34970A | MY57003679 | HA | 86#3F-Home appliance test lab | II | 2020-11-13 | 2021-11-12 | ES AW | Closed |  | 数据采集仪
EC5915 | 1 | module | 34901A | MY57010750 | HA | 86#3F-Home appliance test lab | III | 2017-11-13 | — | EC JZ | Closed |  | 采集模块
EC5915 | 2 | module | 34901A | MY57010522 | ACCE | 86#3F-Home appliance test lab | III | 2017-11-13 | — | EC JZ | Closed |  | 采集模块
EC5915 | 3 | module | 34901A | MY57012047 | ACCE | 86#3F-Home appliance test lab | III | 2017-11-13 | — | EC JZ | Closed |  | 采集模块
EC5916 |  | Data Acquisition/Switch Unit | 34970A | MY57003635 | HA | 86#3F-Home appliance test lab | II | 2020-11-13 | 2021-11-12 | ES AW | Closed |  | 数据采集仪
EC5916 | 1 | module | 34901A | MY57010547 | HA | 86#3F-Home appliance test lab | III | 2017-11-13 | — | EC JZ | Closed |  | 采集模块
EC5916 | 2 | module | 34901A | MY57010656 | HA | 86#3F-Home appliance test lab | III | 2017-11-13 | — | EC JZ | Closed |  | 采集模块
EC5916 | 3 | module | 34901A | MY57010656 | HA | 86#3F-Home appliance test lab | III | 2017-11-13 | — | EC JZ | Closed |  | 采集模块
EC5917 |  | Vibration tester for flmaeproof luminare |  |  | PT | 86#1F-Environment test lab | I | 2020-12-03 | 2021-12-02 | SETRI | Closed |  | 灯具振动测试装置
EC5918 |  | Multimeter | 287C | 39940059 | HA | 86#3F-Home appliance test lab | II | 2020-10-20 | 2021-10-19 | EC JZ | Closed |  | 万用表
EC5919 |  | Temperature and Humidity Recorder | 175H1 | 40367670 | ICT | 86#4F-Multimedia test lab | I | 2020-06-17 | 2021-06-16 | JSMI | Closed |  | 温湿度记录仪
EC5920 |  | Temperature and Humidity Recorder | 175H1 | 40367390 | HA | 86#3F-Home appliance test lab | I | 2020-12-09 | 2021-12-08 | JSMI | Closed |  | 温湿度记录仪
EC5921 |  | Temperature and Humidity Recorder | 175H1 | 40367650 | HA | 86#3F-Home appliance test lab | I | 2020-10-21 | 2021-10-20 | JSMI | Closed |  | 温湿度记录仪
EC5922 |  | Temperature and Humidity Recorder | 175H1 | 40367646 | HA | 86#3F-Home appliance test lab | I | 2020-12-09 | 2021-12-08 | JSMI | Closed |  | 温湿度记录仪
EC5923 |  | Temperature and Humidity Recorder | 175H1 | 40367659 | HA | 86#3F-Home appliance test lab | I | 2020-10-21 | 2021-10-20 | JSMI | Closed |  | 温湿度记录仪
EC5936 |  | AC Frequency Converter | 5KVA |  | HA | 86#3F-Home appliance test lab | I | 2020-11-12 | 2021-11-11 | SQI | Closed |  | 变频电源
EC5937 |  | AC Frequency Converter | 5KVA |  | HA | 86#3F-Home appliance test lab | I | 2020-11-12 | 2021-11-11 | SQI | Closed |  | 变频电源
EC5938 |  | Gauge |  |  | HA | 86#3F-Home appliance test lab | II | 2020-11-30 | 2021-11-29 | EC JZ | Closed |  | 量规 figure13
EC5939 |  | AC Digital Power Meter | WT310E-C2-H/C7/G5 | C3TK13077E | HA | 86#3F-Home appliance test lab | I | 2021-01-14 | 2022-01-13 | JSMI | Closed |  | 功率计
EC5940 |  | AC Digital Power Meter | WT310E-C2-H/C7/G5 | C3TK13078E | HA | 86#3F-Home appliance test lab | I | 2020-12-23 | 2021-12-22 | JSMI | Closed |  | 功率计
EC5943 |  | apparatus of testing lock off or swich |  |  | PT | 86#1F-Luminary life test lab | II | 2020-12-03 | 2021-12-02 | ES AW | Closed |  | 反自锁开关测试装置
EC5944 |  | CMW | CMW500 |  | EMC | 86#4F-EMC test lab | I | 2021-01-28 | 2022-01-27 | CEPREI | Closed |  | 综合测试仪
EC5945 |  | x-ray fluorescence spectrometry | EDX-LE |  | EMC | 51#7F-LUM test lab | I | 2020-11-06 | 2021-11-05 | NIM | Closed |  | X射线荧光光谱仪
EC5947 | 1 | calibrated link | 13A |  | ACCE | 85#5F-Gauge room | II | 2020-07-27 | 2021-07-26 | ES AW | Closed |  | 保险丝
EC5947 | 10 | calibrated link | 13A |  | ACCE | 85#5F-Gauge room | II | 2020-07-27 | 2021-07-26 | ES AW | Closed |  | 保险丝
EC5947 | 11 | calibrated link | 13A |  | ACCE | 85#5F-Gauge room | II | 2020-07-27 | 2021-07-26 | ES AW | Closed |  | 保险丝
EC5947 | 12 | calibrated link | 13A |  | ACCE | 85#5F-Gauge room | II | 2020-07-27 | 2021-07-26 | ES AW | Closed |  | 保险丝
EC5947 | 2 | calibrated link | 13A |  | ACCE | 85#5F-Gauge room | II | 2020-07-27 | 2021-07-26 | ES AW | Closed |  | 保险丝
EC5947 | 3 | calibrated link | 13A |  | ACCE | 85#5F-Gauge room | II | 2020-07-27 | 2021-07-26 | ES AW | Closed |  | 保险丝
EC5947 | 4 | calibrated link | 13A |  | ACCE | 85#5F-Gauge room | II | 2020-07-27 | 2021-07-26 | ES AW | Closed |  | 保险丝
EC5947 | 5 | calibrated link | 13A |  | ACCE | 85#5F-Gauge room | II | 2020-07-27 | 2021-07-26 | ES AW | Closed |  | 保险丝
EC5947 | 6 | calibrated link | 13A |  | ACCE | 85#5F-Gauge room | II | 2020-07-27 | 2021-07-26 | ES AW | Closed |  | 保险丝
EC5947 | 7 | calibrated link | 13A |  | ACCE | 85#5F-Gauge room | II | 2020-07-27 | 2021-07-26 | ES AW | Closed |  | 保险丝
EC5947 | 8 | calibrated link | 13A |  | ACCE | 85#5F-Gauge room | II | 2020-07-27 | 2021-07-26 | ES AW | Closed |  | 保险丝
EC5947 | 9 | calibrated link | 13A |  | ACCE | 85#5F-Gauge room | II | 2020-07-27 | 2021-07-26 | ES AW | Closed |  | 保险丝
EC5949 |  | ESD Pulse Target | CESD-T4G | 8220006 | EMC | 86#4F-EMC test lab | I | 2021-01-28 | 2022-01-27 | JSMI | Closed |  | 静电靶
EC5951 |  | Broadcast test center | BTC |  | ICT | 86#4F-EMC test lab | I | 2020-07-03 | 2021-07-02 | NIM | Closed | 7250-304034505 | 广播电视测试系统
EC5951 | 1 | Broadcast test center--Average Power Sensor | NRP6A |  | ICT | 86#4F-EMC test lab | I | 2021-03-16 | 2022-03-15 | SQI | Closed | 8KHZ to 6GHZ,100pW to 200mW(-70dBm to +23dBm) | 广播电视测试系统--功率探头
EC5951 | 2 | Broadcast test center---broadband isolation transformer | SY 9223-CISPR13 | 9223-CISPR-13-142 | ICT | 86#4F-EMC test lab | I | 2021-03-16 | 2022-03-15 | SQI | Closed |  | 广播电视测试系统--宽带隔离变压器
EC5952 |  | Test device for refrigerate door |  |  | HA | 51#7F-CM test lab | I | 2020-04-17 | 2021-04-16 | EC JZ | Calibrating |  | 冰箱门开关耐久测试装置
EC5952 | 1 | angle meter |  |  | HA | 51#7F-CM test lab | I | 2020-05-26 | 2021-05-25 | JSMI | Closed |  | 角度仪
EC5954 |  | Double-ridged waveguid horn antenna | 3116C | 218556 | EMC | 86#4F-EMC test lab | I | 2020-01-18 | 2021-01-17 | MFG | Calibrating | 40GHz | 喇叭天线
EC5955 |  | Double-ridged waveguid horn with preamplifier | 3116C-PA | 222726 | EMC | 86#4F-EMC test lab | I | 2020-01-18 | 2021-01-17 | MFG | Calibrating | 18-40GHz typical gain of 35dB | 喇叭天线
EC5956 |  | DFIS Digital Force Instruments | DFSII | U13459 | ACCE | 85#5F-ACCE & LUM test lab | I | 2021-03-16 | 2022-03-15 | JSMI | Closed |  | 推拉力计
EC5956 | 1 | Head of testing |  |  | ACCE | 85#5F-Gauge room | II | 2021-04-02 | 2022-04-01 | EC JZ | Closed |  | 测试头
EC5957 | 1 | Surge Generator---High Voltage Probe | P6015 |  | ACCE | 85#5F-ACCE & LUM test lab | I | 2020-05-05 | 2021-05-04 | SIMT | Closed |  | 雷击浪涌发生器---高压探棒
EC5957 | 2 | Surge Generator---Current Transformer | 110/0.1 | 163275 | ACCE | 85#5F-ACCE & LUM test lab | I | 2020-07-13 | 2022-07-12 | JSMI | Closed |  | 雷击浪涌发生器---电流互感器
EC5958 |  | DC Load | 63600-2 双负载模组机框 | 636002001851 | HEE | 86#4F-Multimedia test lab | I | 2020-12-17 | 2021-12-16 | JSMI | Closed |  | 可编程直流电子负载
EC5958 | 1 | DC Load | 63610-80-20 | 636108004987 | HEE | 86#4F-Multimedia test lab | I | 2020-12-17 | 2021-12-16 | JSMI | Closed |  | 可编程直流电子负载
EC5958 | 2 | DC Load | 63610-80-20 | 636108004982 | HEE | 86#4F-Multimedia test lab | I | 2020-12-17 | 2021-12-16 | JSMI | Closed |  | 可编程直流电子负载
EC5958 | 3 | DC Load | 63610-80-20 | 636108004995 | HEE | 86#4F-Multimedia test lab | I | 2020-12-17 | 2021-12-16 | JSMI | Closed |  | 可编程直流电子负载
EC5959 |  | AC/DC Electrical load | 63803 | 638030001053 | Facility | 86#4F-Calibration room | I | 2020-06-10 | 2021-06-09 | SIMT | Closed |  | 交直流电子负载
EC5960 |  | AC Frequency Converter | ANFC030S | 1712FC0099 | ACCE | 85#5F-ACCE & LUM test lab | III | 2018-01-20 | — | JSMI | Closed |  | 变频电源
EC5961 |  | High speed dynamometer |  |  | PT | 86#1F-Tools & machinery test lab | I | 2021-01-08 | 2022-01-07 | SETRI | Closed |  | 高速测功机
EC5961 | 1 | AC Power meter |  |  | PT | 86#1F-Tools & machinery test lab | I | 2020-04-02 | 2021-04-01 | SETRI | Calibrating |  | AC电参数仪
EC5963 |  | test corner |  |  | PPT | 51#7F-PPT test lab | III | 2018-03-05 | — | EC JZ | Closed |  | 测试角
EC5964 |  | impact durability test device | 270 |  | PT | 86#1F-Tools & machinery test lab | II | 2021-04-17 | 2022-04-16 | ES AW | Closed |  | 270KG 冲击耐久测试装置
EC5965 |  | impact durability test device | 360 |  | PT | 86#1F-Tools & machinery test lab | II | 2021-04-17 | 2022-04-16 | ES AW | Closed |  | 360kg 冲击耐久测试装置
EC5966 |  | charge and discharge equipment | 17020 |  | PS | 86#2F-Power supply test lab | I | 2021-03-14 | 2022-03-13 | JSMI | Closed |  | 电池充放电
EC5967 |  | DC Load | 63206A-150-600 | 63206AL00338 | PS | 86#2F-Power supply test lab | I | 2021-03-14 | 2022-03-13 | JSMI | Closed |  | 直流负载
EC5968 |  | sound level meter | 1351B | 170907843 | HEE | 86#4F-Multimedia test lab | I | 2021-03-16 | 2022-03-15 | SIMT | Closed |  | 噪音计
EC5969 |  | CDN-M2+3 | CDN-M2+3 | A2210459-2017 | EMC | 86#4F-EMC test lab | I | 2021-02-10 | 2022-02-09 | SIMT | Closed |  | CDN-M2+3
EC5970 |  | power supply | AN97002H | 1708970165 | PS | 86#2F-Power supply test lab | I | 2021-03-14 | 2022-03-13 | SQI | Closed |  | 变频电源
EC5971 |  | power supply | AN97002H | 1801970138 | PS | 86#2F-Power supply test lab | I | 2021-03-14 | 2022-03-13 | SQI | Closed |  | 变频电源
EC5974 |  | OTA | RTS65 |  | ICT | 86#4F-EMC test lab | I | 2018-03-28 | 2019-03-27 | MFG | Closed |  | 空间无线传输性能测试设备
EC5974 | 1 | ENA Series Network | E5071C | MY46630821 | ICT | 86#4F-EMC test lab | I | 2018-03-28 | 2019-03-27 | MFG | Closed |  | 网络分析仪
EC5975 |  | foot of testing |  |  | GT | 86#1F-Garden tools test lab (Ⅰ) | II | 2021-04-05 | 2022-04-04 | EC JZ | Closed |  | 测试脚
EC5976 |  | AC constant current source | AN77050-15 | 1711970130G | ACCE | 85#5F-ACCE & LUM test lab | I | 2021-03-14 | 2022-03-13 | SQI | Closed | 50A 15V | 交流恒流源
EC5977 |  | AC constant current source | AN77050-15 | 1711970523G | ACCE | 85#5F-ACCE & LUM test lab | I | 2021-03-14 | 2022-03-13 | SQI | Closed | 50A 15V | 交流恒流源
EC5978 |  | AC constant current source | AN77050-15 | 1711970524G | ACCE | 85#5F-ACCE & LUM test lab | I | 2021-03-14 | 2022-03-13 | SQI | Closed | 50A 15V | 交流恒流源
EC5979 |  | AC constant current source | AN77050-15 | 1711970525G | ACCE | 85#5F-ACCE & LUM test lab | I | 2021-03-14 | 2022-03-13 | SQI | Closed | 50A 15V | 交流恒流源
EC5980 |  | AC constant current source | AN77050-15 | 1711970534G | ACCE | 85#5F-ACCE & LUM test lab | I | 2021-03-14 | 2022-03-13 | SQI | Closed | 50A 15V | 交流恒流源
EC5981 |  | Calibration fixture | BS1363-2 FIG29 | GR17102701 | LAB | 86#4F-Calibration room | III | 2017-11-28 | — | MFG | Closed |  | 校正夹具
EC5983 |  | electronic display ruler | 200mm |  | HEE | 86#4F-Multimedia test lab | I | 2021-03-11 | 2022-03-10 | JSMI | Closed |  | 电子显示卡尺
EC5985 |  | Slide-Wire Resistor | BX8-87 |  | ACCE | 85#5F-ACCE & LUM test lab | III | 2018-04-04 | — | EC JZ | Closed | 3000欧姆，2A | 滑线变阻器
EC5986 |  | DC Power meter |  |  | PT | 86#1F-Tools & machinery test lab | I | 2020-04-18 | 2021-04-17 | SETRI | Calibrating |  | 直流电参数仪
EC5992 |  | self ballsated lamp load |  |  | ACCE | 86#1F-General test lab | I | 2020-04-09 | 2021-04-08 | SIMT | Calibrating |  | 自镇流灯负载柜
EC5995 |  | Pressure /vacuum transducer module | PV350 |  | PPT | 51#7F-PPT test lab | I | 2020-05-19 | 2021-05-18 | JSMI | Closed |  | PV350压力模块
EC6003 |  | electrical pressure pump | 4DSY-12/100 |  | GT | 86#1F-Washing M/C test lab | III | 2018-05-18 | — | EC JZ | Closed |  | 试压泵
EC6003 | 1 | Pressure meter | YX-150/100MPa |  | PT | 86#1F-Washing M/C test lab | I | 2020-07-03 | 2021-07-02 | JSMI | Closed |  | 电接点压力表
EC6007 |  | Insulating part |  |  | ACCE | 85#5F-ACCE & LUM test lab | II | 2020-05-28 | 2021-05-27 | EC JZ | Closed |  | 绝缘片
EC6008 |  | spacer |  |  | ACCE | 85#5F-ACCE & LUM test lab | II | 2020-05-28 | 2021-05-27 | EC JZ | Closed |  | 间隔片
EC6009 |  | Leakage current meter | simpson 228 | KEM112019 | LUM | 51#7F-LUM test lab | I | 2020-06-10 | 2021-06-09 | JSMI | Closed |  | 泄漏电流测试仪
EC6010 |  | Slide-Wire Resistor | BX8-42 |  | ACCE | 85#5F-ACCE & LUM test lab | III | 2018-05-21 | — | EC JZ | Closed | 40A 0-3欧姆可调 | 滑线变阻器
EC6011 |  | non-inductance resistors | 100w 2KΩJ |  | HA | 86#3F-Home appliance test lab | II | 2020-06-02 | 2021-06-01 | ES AW | Closed |  | 无感电阻
EC6012 |  | Thickness meter | MP0 | 100011104 | HA | 86#3F-Home appliance test lab | I | 2020-07-22 | 2021-07-21 | SIMT | Closed |  | 涂层厚度测试仪
EC6013 |  | AC Frequency power source | ANFC030S | 1805FC0024 | CL | 86#1F-1F Power distribution room | III | 2018-06-22 | — | JSMI | Closed |  | 变频电源
EC6014 |  | AC Frequency power source | AN97005H-5KVA | 1805970042BWA | ACCE | 85#5F-ACCE & LUM test lab | I | 2020-07-10 | 2021-07-09 | JSMI | Closed |  | 变频电源
EC6015 |  | EUROTEST 61557 | Eurotest 61557 MI2086E U-50-1C | 18030235 | PT | 86#2F-Performance test lab | I | 2020-06-22 | 2021-06-21 | JSMI | Closed |  | Eurotest 61557 电气综合测试仪
EC6015 | 1 | Current measuring clamp | A1018 | 17511053 | PT | 86#2F-Performance test lab | I | 2020-06-22 | 2021-06-21 | MFG | Closed |  | 电流钳
EC6015 | 2 | Current measuring clamp | A1019 | 17510628 | PT | 86#2F-Performance test lab | I | 2020-06-22 | 2021-06-21 | MFG | Closed |  | 电流钳
EC6016 |  | Digital power meter | 8716C1T | 8718030292 | ACCE | 85#5F-ACCE & LUM test lab | II | 2020-08-23 | 2021-08-22 | ES JX | Closed |  | 功率计
EC6017 |  | Data Acquisition/Switch Unit | 34970A | MY 57007815 | ACCE | 85#5F-ACCE & LUM test lab | II | 2020-08-28 | 2021-08-27 | ES AW | Closed |  | 数据采集仪
EC6017 | 1 | Module | 34901A | MY58131977 | ACCE | 85#5F-ACCE & LUM test lab | III | 2018-06-22 | — | ES AW | Closed |  | 采集模块
EC6017 | 2 | Module | 34901A | MY58131353 | ACCE | 85#5F-ACCE & LUM test lab | III | 2018-06-22 | — | ES CZ | Closed |  | 采集模块
EC6017 | 3 | Module | 34901A | MY58131116 | ACCE | 85#5F-ACCE & LUM test lab | III | 2018-06-22 | — | ES CZ | Closed |  | 采集模块
EC6019 |  | flowmeter | 1200L/M |  | PPT | 51#7F-PPT test lab | I | 2019-07-22 | 2021-07-21 | SIMT | Closed |  | 流量计
EC6020 |  | solar light | pma2144 |  | PPT | 51#7F-PPT test lab | I | 2020-07-23 | 2021-07-22 | SIMT | Closed |  | 照度计
EC6021 |  | Climate test chamber | MT3065 | 18114028 | ICT | 86#4F-EMC test lab | I | 2020-03-08 | 2021-03-07 | JSMI | Calibrating |  | 高低温湿度箱
EC6022 |  | combustible gas detector | PGM-1600 | 341-105223 | HA | 86#3F-Home appliance test lab | I | 2020-08-14 | 2021-08-13 | SIMT | Closed |  | 可燃气体检测仪
EC6023 |  | combustible gas detector | PGM-1600 | 341-105224 | HA | 86#3F-Home appliance test lab | I | 2020-10-27 | 2021-10-26 | SIMT | Closed |  | 可燃气体检测仪
EC6024 |  | Battery Tester | TH2523 | Z044180130 | PS | 86#2F-Power supply test lab | I | 2020-07-09 | 2021-07-08 | JSMI | Closed |  | 电池内阻测试仪
EC6025 |  | test corner |  |  | HA | 86#3F-Home appliance test lab | III | 2018-07-25 | — | ES AW | Closed |  | 测试角
EC6026 |  | test corner |  |  | HA | 86#3F-Home appliance test lab | III | 2018-07-25 | — | ES AW | Closed |  | 测试角
EC6029 |  | Digital electric stopwatch | 415型 | 180765 | LAB | 86#4F-Calibration room | I | 2020-05-28 | 2021-05-27 | SIMT | Closed |  | 数字电秒表
EC6030 |  | trainformar | 0-300V 40A |  | ACCE | 85#5F-ACCE & LUM test lab | III | 2018-07-20 | — | ES AW | Closed |  | 调压器
EC6031 |  | Resistance Box | 20-800千欧 |  | ACCE | 86#1F-IW test lab | I | 2018-08-06 | 2019-08-05 | CASC | Calibrating |  | 电阻盒
EC6032 |  | nozzle |  |  | GT | 86#1F-Garden tools test lab (Ⅰ) | II | 2020-09-05 | 2021-09-04 | EC JZ | Closed |  | 喷头
EC6033 |  | Digital power meter | WT332E-C2-H/C7/G5 | C3UH02008E | PS | 86#2F-Power supply test lab | I | 2020-09-18 | 2021-09-17 | JSMI | Closed |  | 功率计
EC6034 |  | Digital power meter | WT332E-C2-H/C7/G5 | C3UH02007E | PS | 86#2F-Power supply test lab | I | 2020-09-18 | 2021-09-17 | JSMI | Closed |  | 功率计
EC6035 |  | Biconical antenna | UBAA9114+BBVU9135 | 427+127 | ICT | 86#4F-EMC test lab | I | 2020-11-14 | 2021-11-13 | MFG | Closed |  | 双锥天线
EC6036 |  | U style pressure meter |  |  | LAB | 86#1F-Material test lab | I | 2020-10-23 | 2021-10-22 | JSMI | Closed |  | U型管压力计
EC6037 |  | Insulation Resistance Tester | PC27-1 | 54293 | PS | 86#2F-Power supply test lab | I | 2020-09-23 | 2021-09-22 | JSMI | Closed |  | 绝缘电阻测试仪
EC6038 |  | spillage solution bottle |  |  | HA | 86#3F-Home appliance test lab | II | 2020-09-21 | 2021-09-20 | ES AW | Closed |  | 溢流瓶
EC6040 |  | steel ball | 直径50.8mm |  | ACCE | 86#3F-Home appliance test lab | II | 2020-09-21 | 2021-09-20 | EC JZ | Closed |  | 钢球
EC6040 |  | steel ball | 直径50.8mm |  | ACCE | 86#3F-Home appliance test lab | II | 2020-09-21 | 2021-09-20 | EC JZ | Closed |  | 钢球
EC6041 |  | test pin | figure 125.1 |  | ACCE | 85#5F-Gauge room | II | 2020-09-21 | 2021-09-20 | EC JZ | Closed |  | 美标单插针扭矩测试杆
EC6042 |  | test pin | figure 125.2 |  | ACCE | 85#5F-Gauge room | II | 2020-09-21 | 2021-09-20 | EC JZ | Closed |  | 美标单插针扭矩测试杆
EC6043 |  | test fingernail |  |  | ACCE | 85#5F-Gauge room | II | 2020-09-21 | 2021-09-20 | EC JZ | Closed |  | 测试指甲
EC6044 |  | Temperature and Humidity Recorder | 175H1 | 40392868 | GT | 86#1F-Tools & machinery test lab | I | 2020-12-09 | 2021-12-08 | JSMI | Closed |  | 温湿度记录仪
EC6045 |  | Temperature and Humidity Recorder | 175H1 | 40392860 | GT | 86#1F-Tools & machinery test lab | I | 2020-09-23 | 2021-09-22 | JSMI | Closed |  | 温湿度记录仪
EC6047 |  | burning box | BE-8105 |  | PS | 86#1F-1F Power distribution room | I | 2020-04-18 | 2021-04-17 | SETRI | Calibrating |  | 电池燃烧试验机
EC6048 |  | High current shout circuit | BE-2000A |  | PS | 86#1F-1F Power distribution room | I | 2020-04-09 | 2021-04-08 | EC JZ | Calibrating |  | 大电流短路试验机
EC6049 |  | Extruder | BE-6045-10T |  | PS | 86#1F-1F Power distribution room | I | 2020-04-08 | 2021-04-07 | EC JZ | Calibrating |  | 电池挤压试验机
EC6050 |  | audio analyzer | UPV |  | ICT | 86#4F-EMC test lab | I | 2020-09-25 | 2021-09-24 | SQI | Closed |  | 音频分析仪
EC6051 |  | Communication Tester | CMU200 |  | ICT | 86#4F-EMC test lab | I | 2020-04-29 | 2021-04-28 | SQI | Calibrating |  | 综合测试仪
EC6054 |  | Manual step attenuator | 8496B | MY42151835 | EMC | 86#4F-EMC test lab | I | 2020-09-30 | 2021-09-29 | MFG | Closed |  | 衰减器
EC6055 |  | Manual step attenuator | 8494B | MY42158440 | EMC | 86#4F-EMC test lab | I | 2020-09-30 | 2021-09-29 | MFG | Closed |  | 衰减器
EC6056 |  | Electrical Safety Analyzer | SE7452 | 1712017 | PT | 86#2F-Performance test lab | I | 2020-11-23 | 2021-11-22 | JSMI | Closed |  | 综合测试仪
EC6063 |  | Notch filter | NF5167 | G255 | ICT | 86#4F-EMC test lab | I | 2020-12-14 | 2021-12-13 | MFG | Closed |  | 陷波器
EC6065 |  | High Temperature Oven | LU-2140FS | 1511001 | ACCE | 85#5F-ACCE & LUM test lab | I | 2019-10-14 | 2020-10-13 | JSMI | Calibrating |  | 高温试验箱
EC6066 |  | Test apparatus for temperture rise test |  |  | ACCE | 85#5F-ACCE & LUM test lab | III | 2018-12-06 | — | EC JZ | Closed |  | 温升测试装置
EC6066 | 1 | Test apparatus for temperture rise test |  |  | ACCE | 85#5F-ACCE & LUM test lab | II | 2020-12-06 | 2021-12-05 | EC JZ | Closed |  | 温升测试装置量规
EC6067 |  | Test apparatus for temperture rise test |  |  | ACCE | 85#5F-ACCE & LUM test lab | III | 2018-12-06 | — | EC JZ | Closed |  | 温升测试装置
EC6067 | 1 | Test apparatus for temperture rise test |  |  | ACCE | 85#5F-ACCE & LUM test lab | II | 2020-12-06 | 2021-12-05 | EC JZ | Closed |  | 温升测试装置
EC6068 |  | Test apparatus for temperture rise test |  |  | ACCE | 85#5F-ACCE & LUM test lab | III | 2018-12-06 | — | EC JZ | Closed |  | 温升测试装置
EC6068 | 1 | Test apparatus for temperture rise test |  |  | ACCE | 85#5F-ACCE & LUM test lab | II | 2020-12-06 | 2021-12-05 | EC JZ | Closed |  | 温升测试装置
EC6069 |  | Multipoint temperature and humidity tester | WDT-2 |  | Facility | 86#4F-Calibration room | I | 2020-10-09 | 2021-10-08 | JSMI | Closed | 软件：多点温湿度测试仪V7.0(20200921) | 多点温湿度测试仪
EC6070 |  | thermal shock test chamber | BTZ-4200E | 640951 | PPT | 51#7F-PPT test lab | II | 2020-12-11 | 2021-12-10 | ES AW | Closed |  | 温度冲击试验箱
EC6071 |  | Push-pull scale | SH-100 | 5618E04365 | LAB | 86#4F-Calibration room | I | 2018-12-17 | 2019-12-16 | SIMT | Calibrating |  | 推拉力计
EC6072 |  | Torque Screwdriver | LTD120CN | 454224J | PT | 86#1F-Garden tools test lab (Ⅰ) | I | 2020-12-24 | 2021-12-23 | JSMI | Closed |  | 扭力螺丝刀
EC6073 |  | Digital Tachometer | HT-4200 | 180802885R | PT | 86#1F-Tools & machinery test lab | I | 2020-12-23 | 2021-12-22 | JSMI | Closed |  | 转速计
EC6074 | 1 | Clamping unit | EN50075/瑞士type11/意大利S10/S11 |  | ACCE | 85#5F-ACCE & LUM test lab | III | 2018-12-20 | — | ES AW | Closed |  | 夹块
EC6074 | 2 | Clamping unit | EN50075/瑞士type11/意大利S10/S11 |  | ACCE | 85#5F-Gauge room | III | 2018-09-21 | — | ES AW | Closed |  | 夹块
EC6074 | 3 | Clamping unit | EN50075/瑞士type11/意大利S10/S11 |  | ACCE | 85#5F-Gauge room | III | 2018-09-21 | — | ES AW | Closed |  | 夹块
EC6075 | 1 | Clamping unit | IEC60884欧式/意大利S32 |  | ACCE | 85#5F-ACCE & LUM test lab | III | 2018-12-20 | — | ES AW | Closed |  | 夹块
EC6075 | 2 | Clamping unit | IEC60884欧式/意大利S32 |  | ACCE | 85#5F-Gauge room | III | 2018-09-21 | — | ES AW | Closed |  | 夹块
EC6075 | 3 | Clamping unit | IEC60884欧式/意大利S32 |  | ACCE | 85#5F-Gauge room | III | 2018-09-21 | — | ES AW | Closed |  | 夹块
EC6076 | 1 | Clamping unit | 英式夹块 7.28x4.85mm |  | ACCE | 85#5F-ACCE & LUM test lab | III | 2018-12-20 | — | ES AW | Closed |  | 夹块
EC6076 | 2 | Clamping unit | 英式夹块 7.28x4.85mm |  | ACCE | 85#5F-Gauge room | III | 2018-09-21 | — | ES AW | Closed |  | 夹块
EC6076 | 3 | Clamping unit | 英式夹块 7.28x4.85mm |  | ACCE | 85#5F-Gauge room | III | 2018-09-21 | — | ES AW | Closed |  | 夹块
EC6077 | 1 | Clamping unit | 阿根廷10A夹块 |  | ACCE | 85#5F-ACCE & LUM test lab | III | 2018-12-20 | — | ES AW | Closed |  | 夹块
EC6077 | 2 | Clamping unit | 阿根廷10A夹块 |  | ACCE | 85#5F-Gauge room | III | 2018-09-21 | — | ES AW | Closed |  | 夹块
EC6077 | 3 | Clamping unit | 阿根廷10A夹块 |  | ACCE | 85#5F-Gauge room | III | 2018-09-21 | — | ES AW | Closed |  | 夹块
EC6078 |  | Signal analyzer (spectrometer) | N9030B |  | ICT | 86#4F-EMC test lab | I | 2020-06-11 | 2021-06-10 | CEPREI | Closed | Firmware version：A.24.57 | 信号分析仪（频谱仪）
EC6079 |  | Climate Test Chamber | LU-2360S |  | ACCE | 85#5F-ACCE & LUM test lab | I | 2018-12-24 | 2019-12-23 | SIMT | Closed |  | 高低温湿度箱
EC6081 |  | Oscilloscope | MDO4034C | C013574 | HA | 86#3F-Home appliance test lab | I | 2021-01-28 | 2022-01-27 | JSMI | Closed |  | 示波器
EC6081 | 1 | rod probe | MDO4034C | C013574 | HA | 86#3F-Home appliance test lab | I | 2020-11-11 | 2021-11-10 | SIMT | Closed |  | 探棒
EC6082 |  | dynamoneter |  |  | HA | 86#3F-Construction test lab (Ⅱ) | III | 2019-01-02 | — | ES AW | Closed |  | 立式测功机
EC6083 |  | Torque of locked rotor testing |  |  | PT | 86#1F-Environment test lab | I | 2020-08-07 | 2021-08-06 | SETRI | Closed |  | 堵转扭力测试装置
EC6084 |  | Impact force test |  |  | HA | 86#1F-General test lab | I | 2021-01-08 | 2022-01-07 | JSMI | Closed |  | 冲击力测试装置
EC6085 |  | Data Acquisition/Switch Unit | 34970A | MY58000911 | CL | 86#1F-General test lab | II | 2021-01-11 | 2022-01-10 | ES AW | Closed |  | 数据采集仪
EC6085 | 1 | module | 34901A | MY 58141283 | CL | 86#1F-General test lab | III | 2019-01-15 | — | ES AW | Closed |  | 模块
EC6085 | 2 | module | 34901A | MY 58141283 | CL | 86#1F-General test lab | III | 2019-01-15 | — | ES AW | Closed |  | 模块
EC6086 |  | Data Acquisition/Switch Unit | 34970A | MY 58001986 | HA | 86#3F-Home appliance test lab | II | 2021-01-11 | 2022-01-10 | ES AW | Closed |  | 数据采集仪
EC6086 | 1 | module | 34901A | MY 58140388 | HA | 86#3F-Home appliance test lab | III | 2019-01-15 | — | ES AW | Closed |  | 模块
EC6086 | 2 | module | 34901A | MY 58141890 | HA | 86#3F-Home appliance test lab | III | 2019-01-15 | — | ES AW | Closed |  | 模块
EC6087 |  | Data Acquisition/Switch Unit | 34970A | MY 58002487 | HA | 86#3F-Home appliance test lab | II | 2021-01-11 | 2022-01-10 | ES AW | Closed |  | 数据采集仪
EC6087 | 1 | module | 34901A | MY 58141280 | HA | 86#3F-Home appliance test lab | III | 2019-01-15 | — | ES AW | Closed |  | 模块
EC6087 | 2 | module | 34901A | MY 58141480 | HA | 86#3F-Home appliance test lab | III | 2019-01-15 | — | ES AW | Closed |  | 模块
EC6088 |  | Data acquisition/switch unit | 34970A | MY 58001778 | HEE | 86#4F-Multimedia test lab | II | 2021-01-11 | 2022-01-10 | ES AW | Closed |  | 数据采集仪
EC6088 | 1 | Data acquisition/switch unit | 34970A | MY 58141461 | HEE | 86#4F-Multimedia test lab | II | 2021-01-11 | 2022-01-10 | ES AW | Closed |  | 数据采集仪
EC6088 | 2 | module | 34901A | MY 58141945 | HEE | 86#4F-Multimedia test lab | III | 2019-01-15 | — | ES AW | Closed |  | 模块
EC6091 |  | MOV DC parameter instrument | CJ1001 | 191003 | ACCE | 85#5F-ACCE & LUM test lab | I | 2021-03-18 | 2022-03-17 | SQI | Closed |  | 压敏电阻直流参数仪
EC6095 |  | Thermometer | 52II | 43161923WS | HEE | 86#4F-Multimedia test lab | II | 2021-02-25 | 2022-02-24 | ES AW | Closed |  | 点温计
EC6096 |  | Digital stroboscope tachometer | Testo 477 | 184001 | PT | 86#1F-Garden tools test lab (Ⅰ) | I | 2021-03-29 | 2022-03-28 | JSMI | Closed |  | 闪频仪
EC6097 |  | Electric Load | PLZ50F | YL002360 | CL | 86#1F-General test lab | I | 2021-03-14 | 2022-03-13 | JSMI | Closed |  | 电子负载
EC6097 | 1 | Electric Load | PLZ150U | YM001834 | CL | 86#1F-General test lab | I | 2021-03-14 | 2022-03-13 | JSMI | Closed |  | 电子负载
EC6097 | 2 | Electric Load | PLZ150U | YM001835 | CL | 86#1F-General test lab | I | 2021-03-14 | 2022-03-13 | JSMI | Closed |  | 电子负载
EC6097 | 3 | Electric Load | PLZ150U | YM001836 | CL | 86#1F-General test lab | I | 2021-03-14 | 2022-03-13 | JSMI | Closed |  | 电子负载
EC6097 | 4 | Electric Load | PLZ150U | YM001837 | CL | 86#1F-General test lab | I | 2021-03-14 | 2022-03-13 | JSMI | Closed |  | 电子负载
EC6097 | 5 | Electric Load | PLZ150U | YM001838 | CL | 86#1F-General test lab | I | 2021-03-14 | 2022-03-13 | JSMI | Closed |  | 电子负载
EC6098 |  | Digital Caliper | 200mm | 8-18010342 | LUM | 51#7F-LUM test lab | I | 2021-03-24 | 2022-03-23 | JSMI | Closed |  | 数显卡尺
EC6099 |  | Digital Caliper | 200mm | 8-18010332 | LUM | 51#7F-LUM test lab | I | 2021-03-24 | 2022-03-23 | JSMI | Closed |  | 数显卡尺
EC6101 |  | Digital Caliper | 200mm | 8-18010343 | LUM | 51#7F-LUM test lab | I | 2021-03-24 | 2022-03-23 | JSMI | Closed |  | 数显卡尺
EC6103 |  | AC Frequency Converter | ANFC015S | 1901FC0021 | HA | 86#3F-Home appliance test lab | III | 2019-05-15 | — | JSMI | Closed |  | 变频电源
EC6104 |  | AC Frequency Converter | ANFC015S |  | ACCE | 85#5F-ACCE & LUM test lab | III | 2019-05-15 | — | JSMI | Closed |  | 变频电源
EC6105 |  | Power Meter | WT310E-C2-H/C7/G5 | C3VA16040E | HEE | 86#4F-Multimedia test lab | I | 2021-03-10 | 2022-03-09 | SQI | Closed |  | 功率计
EC6106 |  | Power Meter | WT310E-C2-H/C7/G5 | C3VA16038E | PS | 86#2F-Power supply test lab | I | 2021-03-16 | 2022-03-15 | SQI | Closed |  | 功率计
EC6107 |  | Power Meter | WT310E-C2-H/C7/G5 | C3VA16039E | PS | 86#2F-Power supply test lab | I | 2021-03-16 | 2022-03-15 | SQI | Closed |  | 功率计
EC6108 |  | Power Meter | WT310E-C2-H/C7/EX2/G5 | C3VA16041E | LUM | 51#7F-PPT test lab | I | 2020-04-13 | 2021-04-12 | SQI | Calibrating |  | 功率计
EC6109 |  | tachometer | F820-2 | 43210006 | PPT | 51#7F-PPT test lab | I | 2021-03-29 | 2022-03-28 | JSMI | Closed |  | 闪频仪
EC6110 |  | Infrared camera | TIS45 | 18030046 | PPT | 51#7F-PPT test lab | I | 2020-04-01 | 2021-03-31 | SIMT | Calibrating |  | 热成像仪
EC6111 |  | Angle Meter | 0-360 | B181032 | PPT | 51#7F-PPT test lab | I | 2021-03-24 | 2022-03-23 | JSMI | Closed |  | 量角器
EC6112 |  | Multipoint temperature and humidity tester | 1586A-2DS/DC |  | Facility | 86#4F-Calibration room | I | 2019-03-25 | 2020-03-24 | JSMI | Calibrating |  | 多点温湿度测试仪
EC6112 | 1 | DAQ—STAQ | 1586A-2588 | 45120064 | Facility | 86#4F-Calibration room | I | 2019-03-25 | 2020-03-24 | JSMI | Calibrating |  | 数据采集模块
EC6112 | 2 | DAQ—STAQ | 1586A-2588 | 45120065 | Facility | 86#4F-Calibration room | I | 2019-03-25 | 2020-03-24 | JSMI | Calibrating |  | 数据采集模块
EC6113 |  | Broadband Field Meter | NBM-550 | H-0717 | EMC | 86#4F-EMC test lab | I | 2021-02-26 | 2022-02-25 | MFG | Closed |  | 场强计
EC6113 | 1 | Probe EF0391 | EF0391 | D-1653 | EMC | 86#4F-EMC test lab | I | 2021-02-26 | 2022-02-25 | NIM | Closed | 价格32000元 | 探头
EC6113 | 2 | Probe HF3061 | HF3061 | D-0767 | EMC | 86#4F-EMC test lab | I | 2021-02-26 | 2022-02-25 | NIM | Closed |  | 探头
EC6114 |  | Resistance Box | BX8-47 |  | LUM | 51#7F-LUM test lab | III | 2019-03-25 | — | EC JZ | Closed |  | 滑线变阻器
EC6115 |  | temp.wireless transmission for automatic vacuum cleaner |  |  | HA | 86#3F-Home appliance test lab | II | 2021-04-03 | 2022-04-02 | ES AW | Closed |  | 无线温升测试装置
EC6116 |  | digital dynamoteter |  |  | LAB | 86#4F-Calibration room | I | 2021-03-19 | 2022-03-18 | JSMI | Closed |  | 数字测力仪
EC6117 |  | 风速仪 | HD2103.2 |  | PPT | 51#7F-PPT test lab | I | 2020-05-15 | 2021-05-14 | JSMI | Closed |  | Anemometer
EC6117 | 1 | 探头 | AP472S2 |  | PPT | 51#7F-PPT test lab | I | 2020-05-15 | 2021-05-14 | JSMI | Closed |  | prober
EC6117 | 2 | 探头 | AP471S2 |  | PPT | 51#7F-PPT test lab | I | 2020-05-15 | 2021-05-14 | JSMI | Closed |  | prober
EC6118 |  | gauge | UL60745-1 |  | PT | 86#1F-Tools & machinery test lab | II | 2020-05-28 | 2021-05-27 | EC JZ | Closed |  | 量规
EC6119 |  | Digital dynamometer | T092 |  | Facility | 86#4F-Calibration room | I | 2019-05-12 | 2020-05-11 | JSMI | Calibrating |  | 数显测力计
EC6120 |  | clump weight | 60公斤 |  | HA | 86#3F-Construction test lab (Ⅱ) | II | 2020-05-28 | 2021-05-27 | EC JZ | Closed |  | 配重块
EC6134 |  | Clamp on AC/DC Hitester | 3287 | 181124437 | GT | 86#1F-Garden tools test lab (Ⅰ) | I | 2020-08-13 | 2021-08-12 | JSMI | Closed |  | 交直流电流钳
EC6135 |  | Temperature and Humidity Recorder | 175H1 | 44603176 | HA | 86#3F-Home appliance test lab | I | 2020-05-13 | 2021-05-12 | JSMI | Closed |  | 温湿度记录仪
EC6136 |  | Temperature and Humidity Recorder | 175H1 |  | CL | 86#1F-General test lab | I | 2020-05-13 | 2021-05-12 | JSMI | Closed |  | 温湿度记录仪
EC6137 |  | Temperature and Humidity Recorder | 175H1 | 44603186 | PPT | 51#7F-PPT test lab | I | 2020-05-13 | 2021-05-12 | JSMI | Closed |  | 温湿度记录仪
EC6138 |  | Temperature and Humidity Recorder | 175H1 |  | PPT | 51#7F-PPT test lab | I | 2020-05-13 | 2021-05-12 | JSMI | Closed |  | 温湿度记录仪
EC6139 |  | Torque Screwdriver | STC400CN2-G | 713070J | LUM | 51#7F-LUM test lab | I | 2020-09-16 | 2021-09-15 | JSMI | Closed |  | 扭力螺丝刀
EC6140 |  | Mermory Hilogger | HIOKI 8423 | 190411579 | PS | 86#2F-Power supply test lab | II | 2020-07-09 | 2021-07-08 | ES AW | Closed |  | 温度记录仪
EC6140 | 1 | VOLTAGE/TEMP UNIT | HIOKI 8948 | 190427270 | PS | 86#2F-Power supply test lab | II | 2020-07-09 | 2021-07-08 | ES AW | Closed |  | 温度采集模块
EC6140 | 2 | VOLTAGE/TEMP UNIT | HIOKI 8948 | 190427269 | PS | 86#2F-Power supply test lab | II | 2020-07-09 | 2021-07-08 | ES AW | Closed |  | 温度采集模块
EC6140 | 3 | VOLTAGE/TEMP UNIT | HIOKI 8948 | 190427272 | PS | 86#2F-Power supply test lab | II | 2020-07-09 | 2021-07-08 | ES AW | Closed |  | 温度采集模块
EC6141 |  | 安规测试仪 | 19032-P | 19032P140074 | PPT | 51#7F-PPT test lab | I | 2020-06-10 | 2021-06-09 | SQI | Closed |  | Electrical Safety Analyzer
EC6142 |  | Digital power meter | WT310EH-C2-H/C7 | C3VD19029E | HA | 86#3F-Home appliance test lab | I | 2020-06-11 | 2021-06-10 | SQI | Closed |  | 功率计
EC6143 |  | Digital power meter | WT310E-C2-H/C7 | C3VD19028E | PPT | 51#7F-PPT test lab | I | 2020-06-11 | 2021-06-10 | SQI | Closed |  | 功率计
EC6144 |  | Digital power meter | WT310E-C2-H/C7/G5 | C3VD19027E | HA | 86#3F-Home appliance test lab | I | 2020-06-11 | 2021-06-10 | SQI | Closed |  | 功率计
EC6146 |  | IRAM Gauge | 10A |  | ACCE | 85#5F-Gauge room | II | 2020-06-25 | 2021-06-24 | EC JZ | Closed |  | IRAM量规
EC6147 |  | IRAM Gauge | 20A |  | ACCE | 85#5F-ACCE & LUM test lab | II | 2020-06-25 | 2021-06-24 | EC JZ | Closed |  | IRAM 20A 量规
EC6148 |  | Length gauge |  |  | LAB | 86#4F-Calibration room | I | 2020-07-01 | 2021-06-30 | JSMI | Closed |  | 长度量规
EC6149 |  | Leakage current tester | iec60601 fig15 |  | Medical | 86#2F-MD test lab | I | 2020-06-24 | 2021-06-23 | SIMT | Closed |  | 泄漏电流测试盒
EC6156 |  | CCD camera | CX-2K |  | LUM | 51#7F-LUM test lab | I | 2021-01-10 | 2022-01-09 | EVERFINE | Closed |  | 眼瞳辐射亮度计
EC6157 |  | Digital Multimeter | 287C | 45890041 | HA | 86#3F-Home appliance test lab | II | 2020-08-15 | 2021-08-14 | EC JZ | Closed |  | 万用表
EC6158 |  | Magnetic induction tachometer | SE-1200 |  | PT | 86#1F-Garden tools test lab (Ⅰ) | I | 2020-08-24 | 2021-08-23 | JSMI | Closed |  | 转速计
EC6159 |  | steel disc |  |  | ICT | 86#4F-Multimedia test lab | II | 2020-09-04 | 2021-09-03 | EC JZ | Closed |  | 铁片
EC6160 |  | aluminium ring |  |  | ICT | 86#4F-Multimedia test lab | II | 2020-09-04 | 2021-09-03 | EC JZ | Closed |  | 铝环
EC6161 |  | aluminium foil |  |  | ICT | 86#4F-Multimedia test lab | II | 2020-09-04 | 2021-09-03 | EC JZ | Closed |  | 铝箔
EC6162 |  | gauge | 60309 figure 114 |  | ACCE | 85#5F-Gauge room | II | 2020-09-03 | 2021-09-02 | EC JZ | Closed |  | 工业耦合器量规
EC6163 |  | battery testing equipemnt | CT-4008-5V1A-S1-F |  | PPT | 51#7F-PPT test lab | I | 2020-10-14 | 2021-10-13 | JSMI | Closed |  | 电池充放电测试设备
EC6163 | 1 | battery testing equipemnt | CT-4008-5V1A-S1-F |  | PPT | 51#7F-PPT test lab | I | 2020-10-14 | 2021-10-13 | JSMI | Closed |  | 电池充放电测试设备
EC6163 | 2 | battery testing equipemnt | CT-4008-5V1A-S1-F |  | PPT | 51#7F-PPT test lab | I | 2020-10-14 | 2021-10-13 | JSMI | Closed |  | 电池充放电测试设备
EC6163 | 3 | battery testing equipemnt | CT-4008-5V1A-S1-F |  | PPT | 51#7F-PPT test lab | I | 2020-10-14 | 2021-10-13 | JSMI | Closed |  | 电池充放电测试设备
EC6163 | 4 | battery testing equipemnt | CT-4008-5V1A-S1-F |  | PPT | 51#7F-PPT test lab | I | 2020-10-14 | 2021-10-13 | JSMI | Closed |  | 电池充放电测试设备
EC6163 | 5 | battery testing equipemnt | CT-4008-5V1A-S1-F |  | PPT | 51#7F-PPT test lab | I | 2020-10-14 | 2021-10-13 | JSMI | Closed |  | 电池充放电测试设备
EC6164 |  | battery testing equipemnt | CT-4008-15V3A-FA |  | PPT | 51#7F-PPT test lab | I | 2020-10-14 | 2021-10-13 | JSMI | Closed |  | 电池充放电测试设备
EC6164 | 1 | battery testing equipemnt | CT-4008-15V3A-FA |  | PPT | 51#7F-PPT test lab | I | 2020-10-14 | 2021-10-13 | JSMI | Closed |  | 电池充放电测试设备
EC6165 |  | battery testing equipemnt | CT-4008-5V10mA-164 |  | PPT | 51#7F-PPT test lab | I | 2020-10-14 | 2021-10-13 | JSMI | Closed |  | 电池充放电测试设备
EC6165 | 1 | battery testing equipemnt | CT-4008-5V10mA-164 |  | PPT | 51#7F-PPT test lab | I | 2020-10-14 | 2021-10-13 | JSMI | Closed |  | 电池充放电测试设备
EC6166 |  | Torque Screwdriver | STC200CN2-G | 703517K | PPT | 51#7F-PPT test lab | I | 2020-09-16 | 2021-09-15 | JSMI | Closed |  | 扭力螺丝刀
EC6167 |  | torque wrench | DB6N4-S | 321908J | Medical | 86#2F-MD test lab | I | 2021-04-22 | 2022-04-21 | SIMT | Closed |  | 扭力扳手
EC6168 |  | dynamometer |  |  | PT | 86#1F-Tools & machinery test lab | I | 2020-09-08 | 2021-09-07 | SETRI | Closed |  | 磁滞测功机（测功机＋控制器＋测试平台等）
EC6169 |  | DC Power Source | 60V 50A 3000W |  | EMC | 86#6F-Control room | I | 2020-09-27 | 2021-09-26 | JSMI | Closed |  | 直流线性电源
EC6170 |  | AC/DC Hitester | 3287 | 170918372 | Medical | 86#2F-MD test lab | I | 2020-10-13 | 2021-10-12 | SIMT | Closed |  | 交直流电流钳
EC6171 |  | Signal Generator | Agilent N5181 |  | EMC | 86#4F-EMC test lab | I | 2020-08-22 | 2021-08-21 | SMTI | Closed | 直接联系深圳市全聚达通讯科技有限公司，韩书明18718515980 | 信号源
EC6172 |  | Signal Generator | Agilent N5182A |  | EMC | 86#4F-EMC test lab | I | 2020-08-22 | 2021-08-21 | SIMT | Closed | 直接联系深圳市全聚达通讯科技有限公司，韩书明18718515980 | 信号源
EC6173 |  | gauge |  |  | ACCE | 86#1F-1F Power distribution room | II | 2020-09-20 | 2021-09-19 | EC JZ | Closed |  | 触脚
EC6174 |  | Torque Screwdriver | 30LTDK | 18L085 | HEE | 86#4F-Multimedia test lab | I | 2020-11-04 | 2021-11-03 | SIMT | Closed |  | 扭力螺丝刀
EC6175 |  | LCR Meter | IM3536+L2000 |  | Facility | 86#4F-Calibration room | I | 2020-11-12 | 2021-11-11 | NIM | Closed |  | LCR测试仪
EC6177 |  | Leakage current tester | 7630 |  | ACCE | 86#4F-Multimedia test lab | I | 2020-10-25 | 2021-10-24 | SQI | Closed |  | 泄露电流测试仪
EC6178 |  | AC high voltage tester with insulation tester | 7630 |  | ACCE | 85#5F-ACCE & LUM test lab | I | 2020-10-13 | 2021-10-12 | JSMI | Closed |  | 耐压绝缘测试仪
EC6179 |  | Digital Caliper |  | 8-18110935 | ACCE | 85#5F-ACCE & LUM test lab | I | 2020-08-12 | 2021-08-11 | JSMI | Closed | 上海金工机电设备有限公司 | 数显卡尺
EC6180 |  | Digital Caliper | 200mm | 8-18110216 | Medical | 86#2F-MD test lab | I | 2020-08-12 | 2021-08-11 | JSMI | Closed |  | 数显卡尺
EC6181 |  | Digital Caliper | 200mm | 8-18110315 | Medical | 86#2F-MD test lab | I | 2020-08-12 | 2021-08-11 | JSMI | Closed |  | 数显卡尺
EC6182 |  | Digital display pressure gauge (0-40Mpa) | ZHT-2000 | H190668 | GT | 86#1F-Garden tools test lab (Ⅰ) | I | 2020-09-18 | 2021-09-17 | JSMI | Closed |  | 数显压力表（0-40Mpa）
EC6183 |  | AC/DC Ammeter | DLB-1000A | L19027 | Facility | 86#4F-Calibration room | I | 2020-12-14 | 2021-12-13 | NIM | Closed |  | 交直流电流表
EC6184 |  | DC Power Source | 62006P-100-25 | 62006PD3640 | CL | 86#1F-General test lab | I | 2020-10-14 | 2021-10-13 | JSMI | Closed |  | 直流电源
EC6185 |  | DC Power Source | 62006P-100-25 | 62006PD3657 | CL | 86#1F-General test lab | I | 2020-10-14 | 2021-10-13 | JSMI | Closed |  | 直流电源
EC6186 |  | Data Acquisition/Switch Unit | 34970A | MY58006653 | Medical | 86#2F-MD test lab | II | 2020-10-18 | 2021-10-17 | ES AW | Closed |  | 数据采集仪
EC6186 | 1 | module | 34901A | MY59008529 | Medical | 86#2F-MD test lab | III | 2019-10-28 | — | ES AW | Closed |  | 数据采集模块
EC6186 | 2 | module | 34901A | MY59008673 | Medical | 86#2F-MD test lab | III | 2019-10-28 | — | ES AW | Closed |  | 数据采集模块
EC6187 |  | H2 tester | B1010-H2-EX | 6122DT20191023-7046 | ICT | 86#4F-Multimedia test lab | I | 2020-11-10 | 2021-11-09 | SIMT | Closed |  | 氢气检测仪
EC6189 |  | lateral pulling test equipment |  |  | ACCE | 85#5F-ACCE & LUM test lab | II | 2020-11-08 | 2021-11-07 | ES AW | Closed |  | 侧拉测试装置
EC6190 |  | Electrical Safety Analyzer | AN9638H | 1905963009 | PS | 86#2F-Power supply test lab | I | 2020-12-24 | 2021-12-23 | JSMI | Closed |  | 安规综合测试仪
EC6191 |  | small parts cylinder |  |  | LUM | 51#7F-LUM test lab | II | 2020-11-26 | 2021-11-25 | EC JZ | Closed |  | 圆柱倾倒件
EC6192 |  | 15° incline board |  |  | SH Lab | 86#4F-Multimedia test lab | II | 2020-11-20 | 2021-11-19 | EC JZ | Closed |  | 15°倾斜板
EC6193 |  | testing mandrel |  |  | ACCE | 51#7F-LUM test lab | III | 2019-12-02 | — | EC JZ | Closed |  | 测试芯棒
EC6194 |  | EMI test receiver | ESR7 | 102228 | ICT | 86#4F-EMC test lab | I | 2020-12-11 | 2021-12-10 | SQI | Closed | Firmware version：3.48 | EMI 测试接收机
EC6195 |  | Leakage current tester | fig3+Fig.5 | SZAG960018137 | HEE | 86#4F-Multimedia test lab | I | 2020-09-18 | 2021-09-17 | SIMT | Closed |  | 泄漏电流测试盒
EC6196 |  | Leakage current tester | Fig.4 | SZAG960018136 | Medical | 86#2F-MD test lab | I | 2020-09-18 | 2021-09-17 | SIMT | Closed |  | 泄漏电流测试盒
EC6197 |  | Leakage current tester | Fig.4 | SZAG960018138 | HEE | 86#4F-Multimedia test lab | I | 2020-09-18 | 2021-09-17 | SIMT | Closed |  | 泄漏电流测试盒
EC6198 |  | test probe | 35*35*1.5 |  | LUM | 51#7F-LUM test lab | II | 2021-04-02 | 2022-04-01 | EC JZ | Closed |  | 测试片
EC6199 |  | steel blade |  |  | LUM | 51#7F-LUM test lab | II | 2021-04-02 | 2022-04-01 | EC JZ | Closed |  | 刀片
EC6202 |  | Surge tester | compact NX7 bsp-1-300-16 | P1913228454 | EMC | 86#4F-EMC test lab | I | 2020-12-11 | 2021-12-10 | SIMT | Closed |  | 浪涌发射器
EC6203 |  | Signal Generator | SMC100A | 107705 | ICT | 86#4F-EMC test lab | I | 2020-12-18 | 2021-12-17 | SIMT | Closed |  | 信号发射器
EC6204 |  | Voltage probe | ESH2-Z3 | 100599 | ICT | 86#4F-EMC test lab | I | 2021-02-18 | 2022-02-17 | SIMT | Closed |  | 高压探头
EC6206 |  | Leakage Current Filter | FIG15 |  | Medical | 86#2F-MD test lab | I | 2020-10-27 | 2021-10-26 | SIMT | Closed |  | 泄漏电流测试盒
EC6207 |  | Digital Multimeter | 233 | 30440009 | Medical | 86#2F-TCO test lab | II | 2020-12-17 | 2021-12-16 | EC JZ | Closed |  | 万用表
EC6208 |  | Digital Multimeter | 287C | 46940134 | Medical | 86#2F-TCO test lab | II | 2020-12-17 | 2021-12-16 | EC JZ | Closed |  | 万用表
EC6209 |  | NB-IOT test system | CMW500 |  | ICT | 86#4F-EMC test lab | I | 2021-01-28 | 2022-01-27 | CEPREI | Closed |  | 综测仪
EC6210 |  | Audio test system---Shielding box | SB-SBT/C35 |  | ICT | 86#4F-EMC test lab | I | 2021-02-20 | 2022-02-19 | SIMT | Closed |  | 音频突破测试系统---屏蔽箱
EC6210 | 1 | Audio test system---Artificial ear | AM-ABT/C35 | STS-E163 | ICT | 86#4F-EMC test lab | I | 2020-04-22 | 2021-04-21 | SIMT | Calibrating |  | 音频突破测试系统---人工耳
EC6210 | 2 | Audio test system---Simulation nozzle | AM-ABT/C35 |  | ICT | 86#4F-EMC test lab | I | 2021-02-20 | 2022-02-19 | SIMT | Closed |  | 音频突破测试系统---仿真嘴
EC6210 | 3 | Audio test system---Acoustic calibrator | MSC-ABT/C35 |  | ICT | 86#4F-EMC test lab | I | 2021-02-20 | 2022-02-19 | SIMT | Closed |  | 音频突破测试系统---声校准器
EC6210 | 4 | Audio test system---Preamplifier |  |  | ICT | 86#4F-EMC test lab | I | 2021-02-20 | 2022-02-19 | SIMT | Closed |  | 音频突破测试系统---传声器前置放大器
EC6210 | 5 | Audio test system---Working standard microphone | MSG MP 663 | 17 | ICT | 86#4F-EMC test lab | I | 2021-02-20 | 2022-02-19 | SIMT | Closed |  | 音频突破测试系统---工作标准传声器
EC6211 |  | NB-IOT test system |  |  | ICT | 86#4F-EMC test lab | I | 2020-04-22 | 2021-04-21 | SIMT | Calibrating |  | 射频自动化测试系统
EC6215 |  | Leakage current tester | 9620H |  | ACCE | 85#5F-ACCE & LUM test lab | I | 2021-01-11 | 2022-01-10 | SQI | Closed |  | 泄漏电流测试仪
EC6217 |  | Humidity freeze test chamber | TOQH-9000AXS |  | PV | Haining test lab | I | 2020-09-10 | 2021-09-09 | JSMI | Closed |  | 环境试验箱
EC6219 |  | Battery explosion proof case | HFB-1000A |  | PS | 86#2F-Power supply test lab | I | 2020-06-05 | 2021-06-04 | ES AW | Closed |  | 电池防爆试验箱
EC6222 |  | Dc electric generator |  |  | PS | 86#2F-Power supply test lab | III | 2020-04-13 | — | ES AW | Closed |  | 直流电弧发生器
EC6223 |  | Human body test mass |  |  | Medical | 86#4F-Multimedia test lab | I | 2020-05-20 | 2021-05-19 | SETRI | Closed |  | 人体模型
EC6224 |  | negative pressure equipment |  |  | Medical | 86#4F-Multimedia test lab | I | 2019-12-20 | 2020-12-19 | EC JZ | Calibrating |  | 真空操作箱
EC6226 |  | endurance test equipment |  |  | ACCE | 86#1F-General test lab | I | 2019-12-20 | 2020-12-19 | JSMI | Calibrating |  | 拔插耐久测试装置
EC6227 |  | impact test equipment |  |  | ACCE | 85#5F-ACCE & LUM test lab | I | 2020-05-20 | 2021-05-19 | SETRI | Closed |  | IK 防冲击力测试装置
EC6228 |  | thermal diffusion tester |  |  | PS | 85#5F-Battery test lab | I | 2020-09-29 | 2021-09-28 | GRGT | Closed |  | 热扩散试验机
EC6229 |  | High current shout circuit |  |  | PS | 86#2F-Power supply test lab | I | 2020-11-29 | 2021-11-28 | GRGT | Closed |  | 大电流短路试验机
EC6230 |  | fire test machine |  |  | PS | 86#2F-Power supply test lab | I | 2020-11-09 | 2021-11-08 | GRGT | Closed |  | 电池包外部火烧试验机
EC6231 | 1 | Carbon steel washer |  |  | PT | 86#1F-Tools & machinery test lab | II | 2020-12-26 | 2021-12-25 | EC JZ | Closed |  | 碳钢垫片
EC6231 | 2 | Carbon steel washer |  |  | PT | 86#1F-Endurance test lab | II | 2020-12-26 | 2021-12-25 | EC JZ | Closed |  | 碳钢垫片
EC6231 | 3 | Carbon steel washer |  |  | PT | 86#1F-Endurance test lab | II | 2020-12-26 | 2021-12-25 | EC JZ | Closed |  | 碳钢垫片
EC6232 |  | test probe |  |  | HA | 86#3F-Home appliance test lab | II | 2021-04-10 | 2022-04-09 | EC JZ | Closed |  | 儿童测试手臂（掌）
EC6233 |  | test probe |  |  | HA | 86#3F-Home appliance test lab | II | 2021-04-10 | 2022-04-09 | EC JZ | Closed |  | 儿童测试手臂（拳）
EC6234 |  | test probe |  |  | HA | 86#3F-Home appliance test lab | II | 2021-04-10 | 2022-04-09 | EC JZ | Closed |  | 儿童测试手臂（掌10.5-11.5岁）
EC6235 |  | test probe |  |  | HA | 86#3F-Home appliance test lab | II | 2021-04-10 | 2022-04-09 | EC JZ | Closed |  | 儿童测试手臂（拳10.5-11.5岁）
EC6236 | 2 | LED Accelerated aging and life test system -- Temperature sensor | LT-200A |  | LUM | 51#7F-LUM test lab | I | 2017-11-27 | 2018-11-26 | JSMI | Calibrating | EH2412-4 | LED 加速老化与寿命测试系统--温度传感器部分
EC6236 | 3 | LED Accelerated aging and life test system -- Electric parameter measuring instrument | PF2010-V1-LT-200A | G115415CS1351115 | LUM | 51#7F-LUM test lab | I | 2020-05-14 | 2021-05-13 | JSMI | Closed | EH2412-7 | LED 加速老化与寿命测试系统--电参数测量仪
EC6236 | 4 | LED Accelerated aging and life test system -- Electric parameter measuring instrument | PF2010-V1-LT-200A | G115415CS1351114 | LUM | 51#7F-LUM test lab | I | 2020-05-14 | 2021-05-13 | JSMI | Closed | EH2412-8 | LED 加速老化与寿命测试系统--电参数测量仪
EC6236 | 5 | LED Accelerated aging and life test system -- Electric parameter measuring instrument | PF2010-V1-LT-200A | G115415CS1351119 | LUM | 51#7F-LUM test lab | I | 2020-05-14 | 2021-05-13 | JSMI | Closed | EH2412-9 | LED 加速老化与寿命测试系统--电参数测量仪
EC6236 | 6 | LED Accelerated aging and life test system -- Spectral | LT-200A | M115464BS1351114 | LUM | 51#7F-LUM test lab | I | 2017-11-27 | 2018-11-26 | JSMI | Calibrating | EH2412-16 | LED 加速老化与寿命测试系统--光谱部分
EC6236 | 7 | LED Accelerated aging and life test system -- Spectral | LT-200A | M115464BS1351113 | LUM | 51#7F-LUM test lab | I | 2017-11-27 | 2018-11-26 | JSMI | Calibrating | EH2412-17 | LED 加速老化与寿命测试系统--光谱部分
EC6236 | 8 | LED Accelerated aging and life test system | LT-200A | M115464BS1351115 | LUM | 51#7F-LUM test lab | I | 2017-11-27 | 2018-11-26 | JSMI | Calibrating | EH2412-18 | LED 加速老化与寿命测试系统
EC6236 | 9 | LED Accelerated aging and life test system--DC power | DWW-K | 5091604 | LUM | 51#7F-LUM test lab | I | 2015-12-17 | 2016-12-16 | JSMI | Closed | EH2412-25 | LED 加速老化与寿命测试系统--直流电源
EC6237 |  | Feeler Guage | 0.02-1.0mm | 1908 | PT | 86#1F-Garden tools test lab (Ⅰ) | II | 2021-04-16 | 2022-04-15 | EC JZ | Closed |  | 塞规
EC6239 |  | Push-pull scale | SH-50 | 5519K04976 | ICT | 86#4F-Multimedia test lab | I | 2021-03-17 | 2022-03-16 | JSMI | Closed |  | 推拉力计
EC6240 |  | Push-pull scale | SH-500 | 5819K17293 | Medical | 86#2F-TCO test lab | I | 2021-03-17 | 2022-03-16 | JSMI | Closed |  | 推拉力计
EC6241 |  | Push-pull scale | SH-200 | 5719I06044 | GT | 86#1F-General test lab | I | 2021-03-17 | 2022-03-16 | JSMI | Closed |  | 推拉力计
EC6244 |  | torque screwdriver | N12LTDK |  | HA | 86#3F-Home appliance test lab | I | 2020-04-08 | 2021-04-07 | SIMT | Calibrating |  | 扭力起子
EC6245 |  | Torque screwdriver | N30LTDK |  | HA | 86#3F-Home appliance test lab | I | 2020-04-03 | 2021-04-02 | SIMT | Calibrating |  | 扭力起子
EC6246 |  | Load fan construction | D20 |  | Medical | 86#2F-TCO test lab | II | 2021-04-03 | 2022-04-02 | EC JZ | Closed |  | 连轴风叶
EC6247 |  | Load fan construction | D25 |  | Medical | 86#2F-TCO test lab | II | 2021-04-03 | 2022-04-02 | EC JZ | Closed |  | 连轴风叶
EC6248 |  | Load fan construction | D30 |  | Medical | 86#2F-TCO test lab | II | 2021-04-03 | 2022-04-02 | EC JZ | Closed |  | 连轴风叶
EC6249 |  | Load fan construction | D35 |  | Medical | 86#2F-TCO test lab | II | 2021-04-03 | 2022-04-02 | EC JZ | Closed |  | 连轴风叶
EC6250 |  | Obstacle |  |  | HA | 86#3F-Construction test lab (Ⅱ) | II | 2021-04-07 | 2022-04-06 | EC JZ | Closed |  | 障碍物
EC6251 |  | Obstacle |  |  | Medical | 86#3F-Construction test lab (Ⅱ) | II | 2021-04-07 | 2022-04-06 | EC JZ | Closed |  | 障碍物
EC6252 |  | Power supply | AN97005H-5KVA | 2003970030 | CL | 86#1F-General test lab | III | 2020-05-14 | — | SQI | Closed |  | 变频电源
EC6255 |  | Thermometer | Fluke 52-Ⅱ | 48200223WS | ICT | 86#4F-Multimedia test lab | II | 2021-04-23 | 2022-04-22 | ES AW | Closed |  | 点温计
EC6256 |  | Network box | 自制 |  | EMC | 86#4F-EMC test lab | I | 2020-07-14 | 2021-07-13 | SIMT | Closed |  | 网络盒
EC6257 |  | mask |  |  | Medical | 86#2F-TCO test lab | II | 2021-04-23 | 2022-04-22 | EC JZ | Closed |  | 遮光板支架
EC6258 |  | MASK |  |  | Medical | 86#2F-TCO test lab | II | 2021-04-23 | 2022-04-22 | EC JZ | Closed |  | 遮光板支架
EC6259 |  | tube |  |  | Medical | 86#2F-TCO test lab | III | 2020-05-20 | — | EC JZ | Closed |  | 照度计测量管
EC6260 |  | Vicat test | RV-300CT |  | HEE | 86#4F-Multimedia test lab | I | 2020-05-23 | 2021-05-22 | JSMI | Closed |  | 热变形维卡软化点温度测定仪
EC6260 | 1 | Digital millimeter | 千分表 |  | HEE | 86#4F-Multimedia test lab | I | 2020-04-28 | 2021-04-27 | JSMI | Calibrating |  | 千分表
EC6260 | 2 | Digital millimeter | 千分表 |  | HEE | 86#4F-Multimedia test lab | I | 2020-04-28 | 2021-04-27 | JSMI | Calibrating |  | 千分表
EC6260 | 3 | Digital millimeter | 千分表 |  | HEE | 86#4F-Multimedia test lab | I | 2020-04-28 | 2021-04-27 | JSMI | Calibrating |  | 千分表
EC6260 | 4 | Digital millimeter | 千分表 |  | HEE | 86#4F-Multimedia test lab | I | 2020-04-28 | 2021-04-27 | JSMI | Calibrating |  | 千分表
EC6264 |  | Digital Caliper | 200mm | 8-19100375 | ACCE | 85#5F-ACCE & LUM test lab | I | 2020-05-13 | 2021-05-12 | JSMI | Closed |  | 数显卡尺
EC6265 |  | Digital Caliper | 200mm | 19100365 | ACCE | 85#5F-ACCE & LUM test lab | I | 2020-05-13 | 2021-05-12 | JSMI | Closed |  | 数显卡尺
EC6266 |  | Digital Caliper | 200mm | 8-18010973 | ICT | 86#4F-EMC test lab | I | 2020-05-13 | 2021-05-12 | JSMI | Closed |  | 数显卡尺
EC6267 |  | Digital Caliper | 150mm | 8-17041371 | ICT | 86#4F-EMC test lab | I | 2020-05-13 | 2021-05-12 | JSMI | Closed |  | 数显卡尺
EC6268 |  | Digital Caliper | 200mm | 8-13120110 | ICT | 86#4F-EMC test lab | I | 2020-05-13 | 2021-05-12 | JSMI | Closed |  | 数显卡尺
EC6269 |  | Digital Caliper | 200mm | 8-16120012 | HEE | 86#4F-EMC test lab | I | 2020-05-13 | 2021-05-12 | JSMI | Closed |  | 数显卡尺
EC6270 |  | Digital Caliper | 200mm | 8-16120457 | HEE | 86#4F-EMC test lab | I | 2020-05-13 | 2021-05-12 | JSMI | Closed |  | 数显卡尺
EC6271 |  | Digital Caliper | 200mm | 8-16120607 | HEE | 86#4F-EMC test lab | I | 2020-05-13 | 2021-05-12 | JSMI | Closed |  | 数显卡尺
EC6272 |  | Digital Micrometer | 0-25mm | 181101740 | LUM | 51#7F-LUM test lab | I | 2020-05-13 | 2021-05-12 | JSMI | Closed |  | 数显千分尺
EC6277 |  | Variable Transformer | 15KVA |  | ACCE | 85#5F-ACCE & LUM test lab | III | 2020-06-20 | — | EC JZ | Closed |  | 调压器
EC6278 | 1 | GB1003-2006图5 | 16A |  | ACCE | 85#5F-Gauge room | II | 2020-05-22 | 2021-05-21 | EC JZ | Closed |  | GB1003-2006图5
EC6278 | 2 | GB1003-2006图5 | 25A |  | ACCE | 85#5F-Gauge room | II | 2020-05-18 | 2021-05-17 | EC JZ | Closed |  | GB1003-2006图5
EC6278 | 3 | GB1003-2006图5 | 32A |  | ACCE | 85#5F-Gauge room | II | 2020-05-18 | 2021-05-17 | EC JZ | Closed |  | GB1003-2006图5
EC6279 | 1 | GB1003-2006图6 | 16A |  | ACCE | 85#5F-Gauge room | II | 2020-05-18 | 2021-05-17 | EC JZ | Closed |  | GB1003-2006图6三相五线插座通规
EC6279 | 2 | GB1003-2006图6 | 25A |  | ACCE | 85#5F-Gauge room | II | 2020-05-18 | 2021-05-17 | EC JZ | Closed |  | GB1003-2006图6三相五线插座通规
EC6279 | 3 | GB1003-2006图6 | 32A |  | ACCE | 85#5F-Gauge room | II | 2020-05-18 | 2021-05-17 | EC JZ | Closed |  | GB1003-2006图6三相五线插座通规
EC6280 | 1 | GB1003-2006图7 | 16A |  | ACCE | 85#5F-Gauge room | II | 2020-05-21 | 2021-05-20 | EC JZ | Closed |  | GB1003-2006图7三相五线插座止规
EC6280 | 2 | GB1003-2006图7 | 25A |  | ACCE | 85#5F-Gauge room | II | 2020-05-21 | 2021-05-20 | EC JZ | Closed |  | GB1003-2006图7三相五线插座止规
EC6280 | 3 | GB1003-2006图7 | 32A |  | ACCE | 85#5F-Gauge room | II | 2020-05-21 | 2021-05-20 | EC JZ | Closed |  | GB1003-2006图7三相五线插座止规
EC6281 | 1 | GB1003-2006图8 | 16A |  | ACCE | 85#5F-Gauge room | II | 2020-05-21 | 2021-05-20 | EC JZ | Closed |  | GB1003-2006图8三相五线插座不接触规
EC6281 | 2 | GB1003-2006图8 | 25A |  | ACCE | 85#5F-Gauge room | II | 2020-05-18 | 2021-05-17 | EC JZ | Closed |  | GB1003-2006图8三相五线插座不接触规
EC6281 | 3 | GB1003-2006图8 | 32A |  | ACCE | 85#5F-Gauge room | II | 2020-05-18 | 2021-05-17 | EC JZ | Closed |  | GB1003-2006图8三相五线插座不接触规
EC6282 | 1 | GB1003-2006图9 | 16A |  | ACCE | 85#5F-Gauge room | II | 2020-05-21 | 2021-05-20 | EC JZ | Closed |  | GB1003-2006图9 三相插座带电插套接触规
EC6282 | 2 | GB1003-2006图9 | 25A |  | ACCE | 85#5F-Gauge room | II | 2020-05-18 | 2021-05-17 | EC JZ | Closed |  | GB1003-2006图9 三相插座带电插套接触规
EC6282 | 3 | GB1003-2006图9 | 32A |  | ACCE | 85#5F-Gauge room | II | 2020-05-18 | 2021-05-17 | EC JZ | Closed |  | GB1003-2006图9 三相插座带电插套接触规
EC6283 | 1 | Flat application |  |  | HA | 86#3F-Home appliance test lab | II | 2020-05-13 | 2021-05-12 | EC JZ | Closed |  | 平板
EC6283 | 2 | Flat application |  |  | HA | 86#3F-Home appliance test lab | II | 2020-05-20 | 2021-05-19 | EC JZ | Closed |  | 平板
EC6284 |  | Temperature and Humidity Recorder | 175H1 | 44616866 | ICT | 86#2F-TCO test lab | I | 2020-06-17 | 2021-06-16 | JSMI | Closed |  | 温湿度记录仪
EC6285 |  | Temperature and Humidity Recorder | 175h1 | 44616864 | ICT | 86#2F-TCO test lab | I | 2020-06-17 | 2021-06-16 | JSMI | Closed |  | 温湿度记录仪
EC6287 |  | AC/DC Current Clamp | I30S |  | ACCE | 86#2F-Garden tools test lab (Ⅱ) | I | 2020-07-27 | 2021-07-26 | JSMI | Closed |  | 交直流电流钳
EC6290 |  | PV LISN | PVDC 8300 |  | EMC | 86#4F-EMC test lab | I | 2020-09-10 | 2021-09-09 | MFG | Closed |  | 网络盒
EC6293 |  | steel rod |  |  | GT | 86#1F-Garden tools test lab (Ⅰ) | II | 2020-06-28 | 2021-06-27 | EC JZ | Closed |  | 铁棒
EC6294 |  | DC Power supply | AN5380-680 | 200653BJ11G | PS | 86#2F-Power supply test lab | I | 2020-08-10 | 2021-08-09 | JSMI | Closed |  | 可编程直流电源
EC6295 |  | battery testing equipemnt | CT-4008-15V3A-FA |  | PS | 86#2F-Power supply test lab | I | 2020-07-14 | 2021-07-13 | SQI | Closed |  | 电池充放电测试设备
EC6296 |  | UVC tester | B-UVC |  | HA | 86#3F-Training equipment test lab | I | 2020-07-17 | 2021-07-16 | JSMI | Closed |  | UVC 试验箱
EC6300 |  | Data Acquisition/Switch Unit | 34970A | my58009610 | AV | 86#4F-Multimedia test lab | II | 2020-07-17 | 2021-07-16 | ES AW | Closed |  | 数据采集仪
EC6300 | 1 | module | 34901A | MY60003487 | AV | 86#4F-Multimedia test lab | II | 2020-07-17 | 2021-07-16 | ES AW | Closed |  | 采集模块
EC6300 | 2 | module | 34901A | MY60003048 | AV | 86#4F-Multimedia test lab | II | 2020-07-17 | 2021-07-16 | ES AW | Closed |  | 采集模块
EC6300 | 3 | module | 34901A | MY60003299 | AV | 86#4F-Multimedia test lab | II | 2020-07-17 | 2021-07-16 | ES AW | Closed |  | 采集模块
EC6302 |  | Lateral stress |  |  | ACCE | 85#5F-Gauge room | II | 2020-07-21 | 2021-07-20 | EC JZ | Closed |  | 侧拉力量规
EC6303 |  | AC/DC power load | IT8615L | 8.0254e+17 | HEE | 86#4F-Multimedia test lab | I | 2020-08-25 | 2021-08-24 | SQI | Closed |  | 交直流电子负载
EC6305 |  | strength test |  |  | GT | 86#1F-Garden tools test lab (Ⅰ) | II | 2020-07-22 | 2021-07-21 | EC JZ | Closed |  | 电池包强度测试
EC6306 |  | Leakage Current Filter | AN9620H | B007962010 | GT | 86#1F-Garden tools test lab (Ⅰ) | I | 2020-08-25 | 2021-08-24 | SQI | Closed |  | 泄漏电流测试仪
EC6309 |  | Current Prober | A622 | 11SS22937DV | PT | 86#1F-Garden tools test lab (Ⅰ) | I | 2020-08-13 | 2021-08-12 | SQI | Closed |  | 电流探头
EC6310 |  | Milliohms meter | RM3545 | 200144319 | PT | 86#1F-Garden tools test lab (Ⅰ) | I | 2020-08-10 | 2021-08-09 | SQI | Closed |  | 毫欧计
EC6311 |  | Weighbridge scale |  |  | PPT | 51#7F-PPT test lab | I | 2020-08-25 | 2021-08-24 | JSMI | Closed |  | 地磅秤
EC6312 |  | Power supply | 5KVA |  | CL | 86#1F-General test lab | III | 2020-08-25 | — | JSMI | Closed |  | 变频电源
EC6313 |  | pulse oximeter simulator | INDEX-2XLFE | 94912 | Medical | 86#2F-TCO test lab | I | 2020-08-11 | 2021-08-10 | MFG | Closed |  | 脉冲血氧仪模拟器
EC6314 |  | Ground Bond Tester | GFM-200A-DM | 434585 | Medical | 86#2F-TCO test lab | I | 2020-08-13 | 2021-08-12 | SQI | Closed |  | 接地电阻测试仪
EC6317 |  | Digital power meter | WT310EH-C2-H/C7/G5 | C3WG17019E | ICT | 86#4F-Multimedia test lab | I | 2020-08-25 | 2021-08-24 | SQI | Closed |  | 功率计
EC6318 |  | Digital power meter | WT310E-C2-H/C7/G5 | C3EG17018E | HEE | 86#4F-Multimedia test lab | I | 2020-08-25 | 2021-08-24 | SQI | Closed |  | 功率计
EC6319 |  | High voltage porber | P6015A | C093419 | PV | Haining test lab | I | 2020-09-10 | 2021-09-09 | SIMT | Closed |  | 高压探头
EC6320 |  | Adhesion tester |  |  | PPT | 51#7F-PPT test lab | I | 2020-09-10 | 2021-09-09 | EC JZ | Closed |  | 百格刀
EC6321 |  | Resistance Meter | RM3545 | 200629263 | PT | 86#1F-Tools & machinery test lab | I | 2020-11-26 | 2021-11-25 | JSMI | Closed |  | 毫欧计
EC6322 |  | High Temperature Oven | GPV-H22 | 0030-003315 | CL | 86#1F-General test lab | I | 2020-11-09 | 2021-11-08 | ES AW | Closed |  | 高温烘箱
EC6323 |  | Thermometer | 52-II | 49880170WS | ACCE | 85#5F-ACCE & LUM test lab | II | 2020-12-16 | 2021-12-15 | ES AW | Closed |  | 点温计
EC6325 |  | Durometer | LX-A |  | ACCE | 85#5F-ACCE & LUM test lab | I | 2020-10-20 | 2021-10-19 | JSMI | Closed | 测试软橡胶 | 邵氏硬度计
EC6326 |  | test proble | 7mm |  | HA | 86#3F-Home appliance test lab | II | 2020-09-18 | 2021-09-17 | EC JZ | Closed |  | 7MM测试指
EC6327 |  | test probe | 直径223 |  | HA | 86#3F-Home appliance test lab | II | 2020-09-18 | 2023-03-17 | EC JZ | Closed |  | 直径223 测试指
EC6330 |  | Digital Light Meter | 1335 |  | PV | Haining test lab | I | 2020-09-10 | 2021-09-09 | JSMI | Closed |  | 照度计
EC6331 |  | Cable Analyzer | DSX-8000 | 2028006/2027066 | SH Cable | 85#5F-ACCE & LUM test lab | I | 2020-11-10 | 2021-11-09 | MFG | Closed |  | 线缆分析仪
EC6332 |  | Power meter | WT310E-C2-H/C7/G5 | C3WH24015E | HA | 86#3F-Home appliance test lab | I | 2020-10-10 | 2021-10-09 | SQI | Closed |  | 功率计
EC6333 |  | Power meter | WT310E-C2-H/C7/G5 | C3WH24014E | HA | 86#3F-Home appliance test lab | I | 2020-10-10 | 2021-10-09 | SQI | Closed |  | 功率计
EC6336 |  | cast iron plate | 6块铁板 |  | HA | 86#3F-Heating & motor test lab | II | 2020-09-22 | 2021-09-21 | EC JZ | Closed |  | 铁板
EC6337 | 1 | Aluminum plate |  |  | ACCE | 86#3F-Home appliance test lab | II | 2020-09-22 | 2021-09-21 | EC JZ | Closed |  | 铝板
EC6338 |  | Electrical Safety Analyzer | MI3360 | 20210840 | PT | 86#1F-Tools & machinery test lab | I | 2020-11-26 | 2021-11-25 | JSMI | Closed |  | 安规综合测试仪
EC6343 |  | piezometer | YTFN-60H |  | ACCE | 51#7F-LUM test lab | I | 2020-07-16 | 2021-07-15 | JSMI | Closed |  | 压力表
EC6345 |  | equipment of robot collision | 直径25 |  | GT | 86#1F-Garden tools test lab (Ⅰ) | II | 2020-11-04 | 2021-11-03 | EC JZ | Closed |  | 障碍物
EC6346 |  | equipment of robot collision | 直径70mm |  | GT | 86#1F-Garden tools test lab (Ⅰ) | II | 2020-11-04 | 2021-11-03 | EC JZ | Closed |  | 障碍物
EC6347 |  | dynamometer | 15NM |  | ACCE | 86#1F-Tools & machinery test lab | I | 2020-12-18 | 2021-12-17 | SETRI | Closed |  | 测功机
EC6349 |  | CDN-M2+3-32A | CDN-M2+3-32A | 20902607-0101 | EMC | 86#4F-EMC test lab | I | 2020-08-12 | 2021-08-11 | MFG | Closed |  | CDN-M2+3-32A
EC6350 |  | CDNE-M2 | CDNE-M2 2 line | 141 | EMC | 86#4F-EMC test lab | I | 2020-08-12 | 2021-08-11 | MFG | Closed |  | CDNE-M2
EC6351 |  | CDNE-M3 | CDNE-M3 3 line | 138 | EMC | 86#4F-EMC test lab | I | 2020-08-27 | 2021-08-26 | MFG | Closed |  | CDNE-M3
EC6353 | 1 | gauge | A1 |  | ACCE | 85#5F-Gauge room | II | 2020-11-20 | 2021-11-19 | EC JZ | Closed |  | 瑞士量规
EC6355 |  | Data Acquisition/Switch Unit | LR8450 | 201063020 | PT | 86#1F-Tools & machinery test lab | II | 2020-12-16 | 2021-12-15 | ES AW | Closed |  | 无线数据采集仪
EC6357 |  | Thermometer | 52-11 |  | ACCE | 85#5F-ACCE & LUM test lab | II | 2020-12-16 | 2021-12-15 | ES AW | Closed |  | 点温计
EC6373 |  | Thermometer | 52II | 53170185WS | HA | 86#3F-Home appliance test lab | II | 2021-03-19 | 2022-03-18 | ES AW | Closed |  | 点温计
EC6374 |  | Thermometer | 52II | 51770145ws | HA | 86#3F-Home appliance test lab | II | 2021-03-19 | 2022-03-18 | ES AW | Closed |  | 点温计
Note on H1: Author: （Category I：Equipment calibrated by an approved outside calibration laboratory Category II: Equipment calibrated by Intertek Category III: Equipment validated at each use or equipment having initial calibration only and requiring no ongoing calibration or reference equipment)
Note on J1: Author: “—” means “NA”